## Gas Equipment
Load Balance Tool
1. Account Information
To begin, please enter the name of the gas customer and the billing account ID number in the table below. Note that throughout the Load Balance Tool, blue font is used to signify user input fields. If you would like to save a copy of the results generated with the Load Balance Tool, use the File / Save feature in the Excel menu bar above or the Save As button below. Note that the File / Save As feature on the Excel menu bar has been disabled (calculations in this spreadsheet require additional checks not included in standard Excel Save As feature). If you click the Save As button below, you will be prompted to enter a new file name.
| Gas Customer: |  | Acme Heat Treating
| Billing Account ID No.: |  | 123-abc
2. Gas Use
The annual gas use should be determined as follows (listed in order of priority):
| 1. | First choice is to enter 36 consecutive months of recent gas use data.
| 2. | Second choice is to enter 12 consecutive months if 36 months of data are not available.
| 3. | Third choice is to estimate future gas use if past data are not available or not believed to be representative of future gas consumption.
How would you like to determine annual gas use? | [11 empty] | Gas Use (therms) |  | Question |  | Short Response | Long Response
[10 empty] | 2003 | 2004 | 2005 | 2006 | From actual monthly billing records. |  | Actual monthly billing records | Please complete the worksheet at right showing actual gas consumption based on billing records.
| From actual monthly billing records. | [7 empty] | Jan |  | 7400 | 7900 | 8100 | I will supply my own estimate. |  | User supplied estimate | Enter the estimated annual gas use (therms/yr)
[9 empty] | Feb |  | 7200 | 7700 | 7900
| Please complete the worksheet at right showing actual gas consumption based on billing records. | [7 empty] | Mar |  | 7000 | 7500 | 7700 | From actual monthly billing records.
| 100000 | [7 empty] | Apr |  | 6800 | 7300 | 7500
[9 empty] | May |  | 6600 | 7100 | 7300 |  |  |  | Reason
| Provide reason why historical data is not being used (select from dropdown box) | [7 empty] | Jun |  | 6400 | 6900 | 7100 |  |  |  | Production volume has changed, and future gas consumption is expected to change.
| Production volume has changed, and future gas consumption is expected to change. | [7 empty] | Jul | 6200 | 6400 | 6900 |  |  |  |  | Facility was recently renovated, and future gas consumption is expected to change.
[9 empty] | Aug | 6200 | 6400 | 6900 |  |  |  |  | New facility, and previous gas records do not exist.
| Provide additional explanation describing the necessity to use an estimated value | [7 empty] | Sep | 6200 | 6400 | 6900
| Plant manager supplied annual gas use estimate based on expected production volume. | [7 empty] | Oct | 6400 | 6600 | 7100
[9 empty] | Nov | 6600 | 6800 | 7300
[9 empty] | Dec | 6800 | 7000 | 7500
[8 empty] | No. of Months |  | 6 | 12 | 12 | 6
Based on your selections, the following gas consumption data will be used: | [7 empty] | Total Therms |  | 38400 | 81000 | 87000 | 45600
[8 empty] | Avg. Gas Use |  | 76800 | 81000 | 87000 | 91200
| Gas Use (therms/yr): |  | 84000 |  |  |  |  | (therms/yr) |  |  |  | 84000
| Source: |  | Actual monthly billing records |  |  |  |  | Values entered as "0" are included in the annualized average.
Values left blank are excluded.
3. Gas Equipment
In this section, prepare a list of the customer's gas equipment associated with the billing account ID number.
1. | To add a gas system, use the Data Entry Worksheet below. Select the Equipment Type and Equipment Use from the dropdown menus, and enter the Quantity and Connected Load (values in blue indicate user entry fields). Click the Add Equipment button, and the entry will be added to the Gas Equipment Table that is displayed immediately below the Data Entry Worksheet.
2. | To edit an entry in the Gas Equipment Table, you can make changes directly to the entries in the Gas Equipment Table, or delete the entry and re-enter the desired data. Note that in the Gas Equipment Table, the Operating Time and Load Factor values can be modified if desired (default values loaded initially).
3. | To delete a single equipment entry, highlight the desired row in the Gas Equipment table, and then click the Delete Selected button. To clear all of the equipment entries, click the Delete All Equipment button.
4. | Repeat Steps 1 through 3 until the Gas Equipment table contains a complete list of all gas equipment associated with the billing account ID number.
Data Entry Worksheet
Description |  | Equipment Type |  | Equipment Use | Qty | Connected | Operating Time |  |  | Load
[6 empty] | Load | (hrs / day) | (days / wk) | (wks / yr) | Factor
(MBtu/hr)
Enter Name |  |  | INCINERATOR | INCIN OF SOLID WASTE | 1 | 1000 | 12 | 7 | 46 | 0.2
Gas Equipment Table
|  | Equipment Type |  | Equipment Use | Qty | Connected | Operating Time |  |  | Load | Annual | Default | Default
Description | [5 empty] | Load | (hrs / day) | (days / wk) | (wks / yr) | Factor | Gas Use | Op Time | Load
[6 empty] | (MBtu/hr) |  |  |  |  | (therms/yr) | (hours/yr) | Factor
B-1, B-2 |  | BOILER |  | HEATING HUMAN COM. | 2 | 1000 | 10 | 7 | 52 | 0.16 | 11680 | 3650 | 0.16
F-1 |  | FURNACE |  | HEAT TREATING | 1 | 2000 | 10 | 5 | 46 | 0.2 | 9225 | 2306.3187 | 0.2
F-2 |  | FURNACE |  | HEAT TREATING | 1 | 3000 | 10 | 5 | 46 | 0.2 | 13838 | 2306.3187 | 0.2
TO-1 |  | INCINERATOR |  | INCIN.OF HYDROCARBON | 1 | 4000 | 12 | 7 | 46 | 0.2 | 30997 | 3874.6154 | 0.2
TO-2 |  | INCINERATOR |  | INCIN.OF HYDROCARBON | 1 | 5000 | 12 | 7 | 46 | 0.2 | 38746 | 3874.6154 | 0.2
104486
4. Load Balance
In the Gas Equipment Table above, the annual gas use is totaled based on the usage data entered for each individual gas system. This total will frequently differ from the historical or estimated gas use determine for the billing account. To reconcile the gas use, an adjustment to the equipment load factors may be necessary. To make this adjustment, follow these steps:
1. | For each entry in the Load Adjustment Table shown below, enter yes or no in the Auto Adjust column. In general, entries should be marked yes (Y). However, in some cases -- for example, a standby boiler or engine gen set -- the user may desire to set a pre-determined load factor that does not change. In these cases, enter no (N) in the Auto Adjust column.
2. | Click the Auto Adjust button below, and the equipment load factors marked yes will be scaled such that the sum of the gas use for all equipment matches the gas consumption shown at the bottom of the Gas Use section (Section 2).
3. | Deviations from the default operating times and the default load factors are tracked. The criteria for the deviations is set at +/- | [9 empty] | 10% | If deviations beyond
the criteria occur, the data values will be colored (follow the color coded arrows to identify the values being compared).
Load Adjustment Table | [13 empty] | Responses to Auto Adjust Question
|  | Equipment Type |  | Equipment Use | Qty | Connected | Op | Load | Auto | Adjusted | Adjusted | Default | Default | Y
Description | [5 empty] | Load | Time | Factor | Adjust | Load | Gas Use | Op Time | Load | N
[6 empty] | (MBtu/hr) | (hrs/yr) |  | (Y/N) | Factor | (therms/yr) | (hours/yr) | Factor
B-1, B-2 |  | BOILER |  | HEATING HUMAN COM. | 2 | 1000 | 3650 | 0.16 | N | 0.16 | 11680 | 3650 | 0.16 |  | 11680
F-1 |  | FURNACE |  | HEAT TREATING | 1 | 2000 | 2306.3187 | 0.2 | Y | 0.15585 | 7188.8668 | 2306.3187 | 0.2 |  | 9225
F-2 |  | FURNACE |  | HEAT TREATING | 1 | 3000 | 2306.3187 | 0.2 | Y | 0.15585 | 10783.3002 | 2306.3187 | 0.2 |  | 13838
TO-1 |  | INCINERATOR |  | INCIN.OF HYDROCARBON | 1 | 4000 | 3874.6154 | 0.2 | Y | 0.15585 | 24154.5924 | 3874.6154 | 0.2 |  | 30997
TO-2 |  | INCINERATOR |  | INCIN.OF HYDROCARBON | 1 | 5000 | 3874.6154 | 0.2 | Y | 0.15585 | 30193.2406 | 3874.6154 | 0.2 |  | 38746
84000
5. Results
The following results, all on separate tabs, are available: |  |  |  |  | Disclaimer
The Gas Company has made reasonable efforts to ensure all information is correct. However, neither The Gas Company's publication nor verbal representations thereof constitutes any statement, recommendation, endorsement, approval or guaranty (either express or implied) of any product or service. Moreover, The Gas Company shall not be responsible for errors or omissions in this publication, for claims or damages relating to the use thereof, even if it has been advised of the possibility of such damages.
| Type of Result |  | Tab
| Table of Equipment |  | Report
| Bar Chart of Savings |  | Bar
| Pie Chart of Savings |  | Pie
Add Equipment
Auto Adjust
Delete Selected
Delete All Equipment
Hide Instructions
Hide Instructions
Hide Instructions
Hide Instructions

## Worksheet (hidden)
1. Enter Customer Name, Bill ID, and Annual Therm Usage
Customer Name | Account ID | Annual Use (therms)
Customer | AccountID | 50000
2. Use the drop-down lists to select the equipment and usage. Use the designated cells for the other equipment information.
Tag/Label | Equipment | Usage | Num. of Pieces | Connected MBTU/hr | Hours/Day | Days/Week | Weeks/Year | Load Factor
OBF2 | INCINERATOR | FLAME STABILIZATION | 1 | 1000 | 2 | 1 | 20 | 1.87
3. Mark the equipment that you do not want auto-adjusted with an "N" and then use the "Auto-Adjust" button. |  |  | 4. Use the "Generate Report" button to update the "Report" sheet and the "Bar" and "Pie" graphs. |  |  |  |  | 5. [Optional] On-Bill Financing (OBF) Information. Enter the "Existing" and "Proposed" efficiencies for the OBF equipment before using "Generate OBF."
[9 empty] | Commodity Rate | 0.95 | ($/therm)
[9 empty] | Loan Term | 36 | (months)
[9 empty] | Loan API | 5% | (%/year)
List of Customer Equipment: To remove equipment, put the cursor on the row to be deleted and use the "Delete Selected" button. To remove all of the equipment, use the "Delete All Equipment" button.
[7 empty] | Calculated Annual Use (therms) |  | 748 | Adjusted Annual Use (therms) |  | 50000 |  | Efficiency
Tag/Label | Equipment | Use | Num. of Pieces | Connected MBTU/hr | Hours/Day | Days/Week | Weeks/Year | Load Factor | Annual Use (therms) | Auto Adjust (Y/N)? | Auto Load Factor | Adjusted Annual Use (therms) | OBF (Y/N) | Existing | Proposed
OBF2 | BOILER | MULTI-USE | 1 | 1000 | 2 | 1 | 20 | 1.87 | 748 | Y | 125 | 50000 | Y | 68% | 92%
Add Equipment
Auto-Adjust
Generate Report
Delete Selected
Delete All Equipment
Generate OBF

## Equipment (hidden)
EQUIP_TYPE_DESC | 11 | EquipUsageListNames | EquipDefaultListNames | From actual monthly billing records.
AIR CONDITIONING | UsageListIncinerator | UsageListAC | DefaultListAC | Production volume has changed, and future gas consumption is expected to change. | 0
ATMOSPHERIC GENERATR | 1 | UsageListAtmoGen | DefaultListAtmoGen
BOILER | DefaultListIncinerator | UsageListBoiler | DefaultListBoiler
DRYER | 12 | UsageListDryer | DefaultListDryer
FEEDSTOCK | 7 | UsageListFeedstock | DefaultListFeedstock
FURNACE | 46 | UsageListFurnace | DefaultListFurnace
GREENHOUSE HEAT CURTAIN | 0.2 | UsageListGHHeatCurtain | DefaultListGHHeatCurtain
GREENHOUSE HEATER |  | UsageListGHHeater | DefaultListGHHeater
HEAT RECOVERY | TRUE | UsageListHR | DefaultListHR
HEATER |  | UsageListHeater | DefaultListHeater
INCINERATOR |  | UsageListIncinerator | DefaultListIncinerator
KILN |  | UsageListKiln | DefaultListKiln
KITCHEN |  | UsageListKitchen | DefaultListKitchen
MISCELLANEOUS |  | UsageListMisc | DefaultListMisc
OVEN |  | UsageListOven | DefaultListOven
PILOT |  | UsageListPilot | DefaultListPilot
POOL HEATER |  | UsageListPoolHeater | DefaultListPoolHeater
PRIME MOVER |  | UsageListPrimeMover | DefaultListPrimeMover
SOLAR |  | UsageListSolar | DefaultListSolar
SPACE HEATER |  | UsageListSpaceHeater | DefaultListSpaceHeater
TANK |  | UsageListTank | DefaultListTank
THERMOSTAT |  | UsageListThermostat | DefaultListThermostat
TORCH |  | UsageListTorch | DefaultListTorch
WASHER |  | UsageListWasher | DefaultListWasher
WATER HEATER |  | UsageListWaterHeater | DefaultListWaterHeater

## Report
Load Balance Results
1. Account Information
| Gas Customer: |  | Acme Heat Treating
| Billing Account ID No.: |  | 123-abc
2. Gas Use
| Value (therms/yr): |  | 84000
| Source: |  | Actual monthly billing records | [11 empty] | Actual monthly billing records
| Reason for Estimated Value: |  | Production volume has changed, and future gas consumption is expected to change.
| Explanation of Estimated Value: |  | Plant manager supplied annual gas use estimate based on expected production volume.
3. Gas Equipment
Description |  | Equipment Type |  | Equipment Use | Qty | Connected | Usage |  |  | Op |  | Load |  | Gas Use
[6 empty] | Load |  |  |  | Time | default | Factor | default
[6 empty] | (MBtu/hr) | (hrs/day) | (days/wk) | (wks/yr) | (hrs/yr) | value |  | value | (therms/yr)
B-1, B-2 |  | BOILER |  | HEATING HUMAN COM. | 2 | 1000 |  |  |  | 3650 | 3650 | 0.16 | 0.16 | 11680
F-1 |  | FURNACE |  | HEAT TREATING | 1 | 2000 |  |  |  | 2306.3187 | 2306.3187 | 0.15585 | 0.2 | 7188.8876
F-2 |  | FURNACE |  | HEAT TREATING | 1 | 3000 |  |  |  | 2306.3187 | 2306.3187 | 0.15585 | 0.2 | 10783.3314
TO-1 |  | INCINERATOR |  | INCIN.OF HYDROCARBON | 1 | 4000 |  |  |  | 3874.6154 | 3874.6154 | 0.15585 | 0.2 | 24154.6623
TO-2 |  | INCINERATOR |  | INCIN.OF HYDROCARBON | 1 | 5000 |  |  |  | 3874.6154 | 3874.6154 | 0.15585 | 0.2 | 30193.3278
[13 empty] | Total Annual (therms): | 84000.2091
4. | Approval
The gas use values summarized in this report are believed to be an accurate estimate of the future gas use expected for this site.
| CUSTOMER |  |  | SCG C&I SERVICES MANAGER
| Name (printed) |  |  | Name (printed)
| Signature |  |  | Signature
| Date |  |  | Date
Disclaimer
The Gas Company has made reasonable efforts to ensure all information is correct. However, neither The Gas Company's publication nor verbal representations thereof constitutes any statement, recommendation, endorsement, approval or guaranty (either express or implied) of any product or service. Moreover, The Gas Company shall not be responsible for errors or omissions in this publication, for claims or damages relating to the use thereof, even if it has been advised of the possibility of such damages.

## Report- (hidden)
Customer | [5 empty] | Account ID: | AccountID
Equipment | Num. of Pieces | Connected MBTU/hr | Hours/Day | Days/Week | Weeks/Year | Load Factor | Annual Use (therms)
heat treat furnace [AIR CONDITIONING] (A/C HUMAN COMFORT) | 1 | 100 | 12 | 7 | 52 | 0.11416 | 499.9989
temp [ATMOSPHERIC GENERATR] (PRO.ATMOS.CER.PROCES) | 1 | 100 | 12 | 7 | 52 | 0.11416 | 499.9989
[6 empty] | Total Annual (therms): | 999.9978

## Score Card
Score Card
Potential Gas Savings for Industrial Process Heating Applications
1. Account Information
| Gas Customer: |  | Acme Heat Treating
| Billing Account ID No.: |  | 123-abc
2. Gas Use
| Value (therms/yr): |  | 84000
| Source: |  | Actual monthly billing records | [7 empty] | Actual monthly billing records
| Reason for Estimated Value: |  | Production volume has changed, and future gas consumption is expected to change.
| Explanation of Estimated Value: |  | Plant manager supplied annual gas use estimate based on expected production volume.
Notes
1) | The Score Card is intended to help users identify and prioritize energy efficiency measures that are appropriate for industrial process heating systems. The Score Card is designed to evaluate energy efficiency measures that are appropriate for a single industrial heating system.
2) | The Score Card is intended to provide approximate qualitative energy savings estimates that are suitable for relative comparisons. For those energy efficiency measures that appear attractive, the user is advised to conduct a more detailed analysis using tools that provide quantitative results. The Score Card should not be used to predict actual energy savings expected from the implementation of energy efficiency measures.
3. Gas Equipment to be Scored
Select one gas system from the following table to be scored. To make selection, enter an "X" in just one cell in the far left hand column.
Selection (choose one) | Gas Equipment ID | Equipment Type | Equipment Use | Qty | Connected Load (MBtu/hr) | Op Time (hrs/yr) | Load Factor | Equivalent Full Load Hours (hrs/yr) | Gas Use (therms/yr) | Fraction of Plant Gas Use (%)
X | B-1, B-2 | BOILER | HEATING HUMAN COM. | 2 | 1000 | 3650 | 0.16 | 584 | 11680 | 13.9%
| F-1 | FURNACE | HEAT TREATING | 1 | 2000 | 2306.3187 | 0.15585 | 359.4433 | 7188.8668 | 8.558%
| F-2 | FURNACE | HEAT TREATING | 1 | 3000 | 2306.3187 | 0.15585 | 359.4433 | 10783.3002 | 12.84%
| TO-1 | INCINERATOR | INCIN.OF HYDROCARBON | 1 | 4000 | 3874.6154 | 0.15585 | 603.8648 | 24154.5924 | 28.76%
| TO-2 | INCINERATOR | INCIN.OF HYDROCARBON | 1 | 5000 | 3874.6154 | 0.15585 | 603.8648 | 30193.2406 | 35.94%
[9 empty] | 84000 | 100%
4. Current Operating Conditions
For the single system selected in the preceding table, complete the following information:
Mode of Operation: |  | Batch | Process Type: |  | Fluid (gas/liquid) heating
Heating Type: |  | Gas fired | Process Temperature: |  | Medium (800 - 1,400 F)
5. Survey Questions
Question | [5 empty] | Actual | Weight | Weighted | Maximum
[6 empty] | Score |  | Score | Score
1. Is excess air controlled to minimize oxygen and CO in the exhaust gases?
| Yes, with manual control |  |  |  |  | 5 | 8 | 40 | 80
2. Is furnace pressure control used?
| Yes, with manual control |  |  |  |  | 5 | 8 | 40 | 80
3. Is the combustion air preheated using flue gas?
| Yes, with flue gas heat recovery < 25% |  |  |  |  | 5 | 7.5 | 37.5 | 75
4. What heat recovery system is used?
| None |  |  |  |  | 0 | 7.5 | 0 | 75
5. What type of furnace temperature control is used?
| Fixed temperature set point for all loads with use of automatic fuel/air control |  |  |  |  | 3 | 5 | 15 | 50
6. Is the furnace properly sealed?
A. | Are the doors (if any) well sealed? |  | No |  |  | 0 | 5 | 0 | 25
B. | Is the shell well sealed (no flue gas or air leaks)? |  | No |  |  | 0 |  | 0 | 25
C. | Are other openings (if any) well sealed? |  | No |  |  | 0 |  | 0 | 25
7. What is the condition of the furnace wall insulation?
A. | Are there hot spots on furnace walls/doors? |  | Yes |  |  | 0 | 2 | 0 | 10
B. | Is the exterior wall temperature > 200 F? |  | Yes |  |  | 0 |  | 0 | 10
C. | Is refractory or insulation visibly damaged? |  | Yes |  |  | 0 |  | 0 | 10
8. How does the furnace load vary during available operating times?
| Moderate variations of furnace/oven load in terms of lbs/hr or other units |  |  |  |  | 2.5 | 2 | 5 | 10
[8 empty] | 137.5 | 475
Scoring and weighting criteria developed by Dr. Arvind Thekdi, E3M, Inc., athekdi@e3minc.com
6. Results
Summary (based on survey questions)
| Score | 28.95% |  | For reference, a relatively high score indicates that best practices for energy efficiency are generally being followed. A relatively low score suggests that energy efficiency measures remain to be implemented.
| Actual Points | 137.5
| Possible Points | 475
Energy Efficiency Measures
Based on the survey questions, the table in this section shows the energy efficiency measures that could be implemented to yield additional savings. To calculate the potential savings, use the calculation tool referenced in the table.
| Energy Efficiency Measure |  | Calculation Tool | [7 empty] | Weighted Score | Max Score | Opportunity to Improve
| Better excess air control |  | Excess Air | [7 empty] | 40 | 80 | yes
| Better furnace pressure control |  | Excess Air | [7 empty] | 40 | 80 | yes
| Add combustion air preheat |  | Heat Recovery | [7 empty] | 37.5 | 75 | yes
| Add flue gas heat recovery |  | Heat Recovery | [7 empty] | 0 | 75 | yes
| Improve furnace temperature control |  | * see note below | [7 empty] | 15 | 50 | yes
| Seal doors |  | Excess Air | [7 empty] | 0 | 25 | yes
| Seal shell |  | Excess Air | [7 empty] | 0 | 25 | yes
| Seal other openings |  | Excess Air | [7 empty] | 0 | 25 | yes
| Reduce hot spots |  | Furnaces & Ovens | [7 empty] | 0 | 10 | yes
| Reduce exterior wall temperature |  | Furnaces & Ovens | [7 empty] | 0 | 10 | yes
| Repair insulation |  | Furnaces & Ovens | [7 empty] | 0 | 10 | yes
| Improve loading |  | * see note below | [7 empty] | 5 | 10 | yes
| * For this measure, please contact Chris Goff or a Regional Senior Account Executive for further guidance. | [9 empty] | 137.5 | 475 | yes
The following additional results and reference data, on separate worksheets, are available:
| Type of Result / Information |  | Worksheet
| Bar Chart of Relative Savings |  | Score Chart
| Energy Saving Guidelines |  | Score Guide
Disclaimer
The Gas Company has made reasonable efforts to ensure all information is correct. However, neither The Gas Company's publication nor verbal representations thereof constitutes any statement, recommendation, endorsement, approval or guaranty (either express or implied) of any product or service. Moreover, The Gas Company shall not be responsible for errors or omissions in this publication, for claims or damages relating to the use thereof, even if it has been advised of the possibility of such damages.

## Score Guide
Energy Efficiency Guidelines
for Industrial Process Heating
Heat supply (generation)
Burner air-fuel ratio control
Use automatic air-fuel ratio control for combustion systems.
Operate with minimum possible excess air (approximately 10% excess air) for burners at all (high to low) firing rates.
Eliminate excess unburned hydrocarbons (CH4, soot), carbon monoxide (CO), and hydrogen (H2) in the exhaust gases.
Process control system
Incorporate a control algorithm (e.g., a PID loop).
Verify that control system logic and set point temperatures are correct.
Use modulated firing rate control rather than high-low or on-off.
Use proper heating methods. Consider replacing the following systems with more efficient (an economical) alternatives:
Replace electrical with fossil fuel (gas) when economical and applicable.
Replace indirect with direct heating when economical and applicable.
Replace steam/hot liquid with direct fired when economical and applicable.
Use controlled internal reburning of process atmosphere and combustibles.
Use moderate (22% to 25%) oxygen enrichment where economical and practical.
Use oxy-fuel burners to supplement heat supply if practical.
Heat transfer
Use appropriate burners (radiation vs. convection heating).
Use controlled - accelerated (high-head) heating during appropriate parts of a heating cycle.
Use convection (internal recirculation) heating for low to medium temperature furnaces and ovens.
Ensure appropriate loading, spacing and placement of the load to optimize heating time.
Maintain clean heat transfer surfaces - radiant tubes, heat exchangers, heater tubes, and electrical heating elements .
Heat recovery
Incorporate combustion air preheating for recovery of exhaust gas heat by using recuperator or regenerator.
Consider moderate fuel preheating when using low Btu gases or by-product fuels when appropriate.
Add heat recovery for process fluids (air, water, oils etc.) when practical.
Use load, charge or work preheating using furnace exhaust gases.
Use load, charge or work preheating using external fuel fired (electrically heated) furnace or oven.
Include in process or plant use of high temperature exhaust gases for lower temperature processes - heat cascading.
Use furnace flue gases to heat plant make-up air during cold weather conditions.
Use waste heat for supplying energy to absorption cooling systems.
Utilize Combined Heat and Power (CHP) schemes for engines and turbines.
Use cooling air/water for auxiliary heating such as plant make-up air heating.
Heat containment
Ensure adequate insulation for furnace walls and doors.
Use heat shields for openings in stack or furnace shell.
Reduce/eliminate openings where possible.
Reduce/eliminate water cooled parts where possible.
Use vacuum assisted purge vs. 'sweep" purge to reduce purge time.
Reduce/eliminate air leakage in the furnace.
Use pressure control for fired or electric heated furnaces.
Maintain door seals.
Minimize opening and closing doors.
Use well maintained insulation for water or air cooled parts within the furnace.
Operational issues
Avoid scheduling delays that cause cooling between operations.
Operate at or near full load.
Reduce weight of fixtures, trays, and baskets.
Utilize appropriate zone temperature settings.
Use proper cycle time - reduce excessive soak time.
Avoid mixed load operations.
Monitor and control furnace/oven atmospheres - keep it close to safety regulations.
Use models and continuous calibration of operating parameters to optimize heating and cooling times.
Frequently calibrate and adjust sensors and controllers.
Eliminate use of continuous flame curtains and pilots where possible.
Reduce and control water or air flow used for cooling.
Other
Replace steam ejectors with vacuum pumps where possible.
Replace air ejectors with vacuum pumps where possible.
For controlled atmosphere furnaces, maintain seals and proper control settings.
Use appropriate atmosphere (generated vs. commercial gases).
Guidelines developed by Dr. Arvind Thekdi, E3M, Inc., athekdi@e3minc.com

## SC Criteria (hidden)
| Criteria |  |  |  |  | Comments
Range Name for Responses | Category / Question | Responses
mode | Mode | Batch
Continuous
heater | Type of heating | Gas fired |  |  |  | R. Tidball, 14Jul06 -- For general audience, Arvind Thekdi provided 4 fuel choices (Fuel fired, Electric, Steam, Other). For SoCalGas, Arvind and Rick agreed that a single choice (Gas fired) would be best.
Electric
Steam
Other
process | Process type (select one) - used for reference only | Fluid (gas/liquid) heating
Drying
Metal heating/melting
Other
Weight
|  |  | Q 1 & 2 | Q 3 & 4 | Q 5-8
temp | Process temperature | High (>1,400 F) | 10 | 10 | N/A
|  | Medium (800 - 1,400 F) | 8 | 7.5 | N/A
|  | Low (<800 F) | 5 | 5 | N/A
Score
oxy_co | 1. Is excess air controlled to minimize oxygen and CO in the exhaust gases? | No | 0
|  | Yes, with manual control | 5
|  | Yes, with automatic control | 10
press | 2. Is furnace pressure control used? | No | 0
|  | Yes, with manual control | 5
|  | Yes, with automatic control | 10
preheat | 3. Is the combustion air preheated using flue gas? | No | 0
|  | Yes, with flue gas heat recovery < 25% | 5
|  | Yes, with flue gas heat recovery of 25% - 50% | 7.5
|  | Yes, with flue gas heat recovery > 50% | 10
hr | 4. What heat recovery system is used? | Steam generation | 10
|  | Water heating | 10
|  | Air or gas heating | 10
|  | Other (e.g., load preheating, heat cascading to low temp processes) | 10
|  | None | 0
temp_control | 5. What type of furnace temperature control is used? | No control or manual control for fuel/air supply to burners | 0
|  | Fixed temperature set point for all loads with use of automatic fuel/air control | 3
|  | Manual temperature set point - automatic fuel/air control based on furnace loading | 5
|  | Optimized controls to minimize energy use per unit of production | 10
|  |  | Yes | No
seal | 6. Is the furnace properly sealed? | Are the doors (if any) well sealed? | 5 | 0
|  | Is the shell well sealed (no flue gas or air leaks)? | 5 | 0
|  | Are other openings (if any) well sealed? | 5 | 0
insul | 7. What is the condition of the furnace wall insulation? | Are there hot spots on furnace walls/doors? | 0 | 5
|  | Is the exterior wall temperature > 200 F? | 0 | 5
|  | Is refractory or insulation visibly damaged? | 0 | 5
load | 8. How does the furnace load vary during available operating times? | Large variations of furnace/oven load in terms of lbs/hr or other units | 0
|  | Moderate variations of furnace/oven load in terms of lbs/hr or other units | 2.5
|  | Little or no variation in loading -- furnace runs mostly at full load | 5
y_n | Options | Yes
No

## OBF (hidden)
Customer | [5 empty] | Account ID: | AccountID
Total Annual Usage: | 999.9978 | (therms/year)
Average Monthy SCG Bill Payment: | 79.1665 | ($/month) |  |  | Commodity Rate: | 0.95 | ($/therm)
Average Monthly Boiler NG Payment: | 3958.3333 | ($/month) |  |  | Loan Term: | 36 | (months)
Average Monthly Savings: | 1032.6087 | ($/month) |  |  | Loan API: | 5% | (%/year)
Loan Amount: | 37173.91
Monthly Payment: | 1114.14 | ($/month)
Efficiency
Equipment | Num. of Pieces | Connected MBTU/hr | Hours/Day | Days/Week | Weeks/Year | Load Factor | Annual Use (therms) | Existing | Proposed | Annual Savings (therms)
OBF2 [BOILER] (MULTI-USE) | 1 | 1000 | 2 | 1 | 20 | 125 | 50000 | 68% | 92% | 13043.4783
[6 empty] | Total Annual: | 50000 |  | Total Savings: | 13043.4783

## EquipDefaults (hidden)
equip_type | equip_use | (hrs/day) | (days/wk) | (wks/yr) | LF | Source for Time | Source for Load Factor
AIR CONDITIONING | A/C HUMAN COMFORT | 12 | 5 | 52 | 0.56 | SCG: Equest Model for CTZ 06 - 900,000sqft Office Building | SCG: Equest Model for CTZ 06 - 900,000sqft Office Building
AIR CONDITIONING | COOL-HEAT HUM.COM.-E | 12 | 5 | 26 | 0 | SCG estimate | EEA estimate
AIR CONDITIONING | COOL-HEAT HUM.COM.-G | 12 | 5 | 26 | 0.2 | SCG estimate | SCG estimate
AIR CONDITIONING | ELEC-COOL GAS-HEAT | 12 | 5 | 26 | 0.2 | SCG estimate | EEA estimate
AIR CONDITIONING | HOMEMADE | 12 | 5 | 26 | 0.2 | SCG estimate | EEA estimate
AIR CONDITIONING | HUMAN COMFORT-ELEC. | 12 | 5 | 26 | 0 | SCG estimate | EEA estimate
AIR CONDITIONING | HUMAN COMFORT-GAS | 12 | 5 | 52 | 0.56 | SCG: Equest Model for CTZ 06 - 900,000sqft Office Building | SCG: Equest Model for CTZ 06 - 900,000sqft Office Building
AIR CONDITIONING | OTHER | 12 | 5 | 26 | 0.2 | SCG estimate | EEA estimate
AIR CONDITIONING | PLANT AIR COND. | 12 | 5 | 26 | 0.2 | SCG estimate | EEA estimate
AIR CONDITIONING | PROCESS COOLING GAS | 12 | 5 | 40 | 0.32 | Express Efficiency Workpaper: Process boiler, steam, 2-10 MMBtuh | Express Efficiency Workpaper: Process boiler, steam, 2-10 MMBtuh
AIR CONDITIONING | PROCESS COOLING-ELEC | 12 | 5 | 40 | 0 | Express Efficiency Workpaper: Process boiler, steam, 2-10 MMBtuh | Express Efficiency Workpaper: Process boiler, steam, 2-10 MMBtuh
AIR CONDITIONING | SPACE COND - GAS | 12 | 5 | 52 | 0.56 | SCG: Equest Model for CTZ 06 - 900,000sqft Office Building | SCG: Equest Model for CTZ 06 - 900,000sqft Office Building
AIR CONDITIONING | SPACE COND.-ELEC. | 12 | 5 | 26 | 0 | SCG estimate | EEA estimate
AIR CONDITIONING | STANDBY | 12 | 5 | 2 | 0.2 | SCG estimate | EEA estimate
AIR CONDITIONING | UNKNOWN | 12 | 5 | 26 | 0.2 | SCG estimate | EEA estimate
ATMOSPHERIC GENERATR | ATMOS. GENERATION | 8 | 5 | 46 | 0.2 | SCG estimate | EEA estimate
ATMOSPHERIC GENERATR | PRO.ATMOS HEAT TREAT | 8 | 5 | 46 | 0.2 | SCG estimate | EEA estimate
ATMOSPHERIC GENERATR | PRO.ATMOS PETRO STRG | 8 | 5 | 46 | 0.2 | SCG estimate | EEA estimate
ATMOSPHERIC GENERATR | PRO.ATMOS.BRT.ANNEAL | 8 | 5 | 46 | 0.2 | SCG estimate | EEA estimate
ATMOSPHERIC GENERATR | PRO.ATMOS.CER.PROCES | 8 | 5 | 46 | 0.2 | SCG estimate | EEA estimate
ATMOSPHERIC GENERATR | PRO.ATMOS.CHEM.STRG. | 8 | 5 | 46 | 0.2 | SCG estimate | EEA estimate
ATMOSPHERIC GENERATR | PRO.ATMOS.FOOD PACK. | 8 | 5 | 46 | 0.2 | SCG estimate | EEA estimate
ATMOSPHERIC GENERATR | PRO.ATMOS.FOOD STRG. | 8 | 5 | 46 | 0.2 | SCG estimate | EEA estimate
BOILER | A/C HUMAN COMFORT | 12 | 7 | 27 | 0.16 | Express Efficiency Workpapers: Commercial boiler, Hot water | Express Efficiency Workpaper: Space heating boiler, Hot water, 300-2500 MBtuh
BOILER | HEAT FOR GREENHOUSE | 10 | 7 | 27 | 0.16 | Express Efficiency Workpaper: Space heating boiler, Hot water, 300-2500 MBtuh | Express Efficiency Workpaper: Space heating boiler, Hot water, 300-2500 MBtuh
BOILER | HEATING HUMAN COM. | 10 | 7 | 52 | 0.16 | Express Efficiency Workpapers: Commercial boiler, Hot water | Express Efficiency Workpaper: Space heating boiler, Hot water, 300-2500 MBtuh
BOILER | HEATING OIL | 10 | 7 | 52 | 0.16 | SCG estimate | Express Efficiency Workpaper: Storage Tank Water Heaters, . 75 (large)
BOILER | HOT WATER-CLEANING | 10 | 7 | 52 | 0.16 | Express Efficiency Workpapers: Commercial boiler, Hot water | Express Efficiency Workpapers: Commercial boiler, Hot water
BOILER | HOT WATER-HUMAN COM. | 12 | 7 | 27 | 0.16 | SCG estimate | Express Efficiency Workpaper: Space heating boiler, Hot water, 300-2500 MBtuh
BOILER | HOT WATER-PROCESS | 24 | 5 | 46 | 0.24 | Express Efficiency Workpaper: Process boiler, hot water, 2-10 MMBtuh | Express Efficiency Workpaper: Process boiler, hot water, 2-10 MMBtuh
BOILER | HOT WTR.-COMF. & CLN | 10 | 7 | 52 | 0.16 | SCG estimate | SCG Load Factor Table: Boiler, Space and water heating, Commerical
BOILER | MULTI-USE | 10 | 7 | 52 | 0.16 | SCG estimate | Express Efficiency Workpapers: Commercial boiler, Hot water
BOILER | POWER GENERATION | 24 | 5 | 46 | 0.24 | SCG estimate | EEA estimate
BOILER | PROCESS COOLING GAS | 24 | 5 | 46 | 0.24 | Express Efficiency Workpaper: Process boiler, hot water, 2-10 MMBtuh | Express Efficiency Workpaper: Process boiler, hot water, 2-10 MMBtuh
BOILER | PROCESS STEAM | 24 | 5 | 46 | 0.32 | Express Efficiency Workpaper: Process boiler, hot water, 2-10 MMBtuh | Express Efficiency Workpaper: Process boiler, steam, 2-10 MMBtuh
BOILER | STEAM FLOODING | 24 | 5 | 46 | 0.32 | Express Efficiency Workpaper: Process boiler, hot water, 2-10 MMBtuh | Express Efficiency Workpaper: Process boiler, steam, 2-10 MMBtuh
BOILER | STEAM-CLEANING | 17 | 5 | 40 | 0.3 | Express Efficiency Workpaper: Process boiler, hot water, 2-10 MMBtuh | Express Efficiency Workpaper: Process boiler, steam, <2 MMBtuh
BOILER | SWIM POOL HT. GAS | 12 | 7 | 46 | 0.2 | SCG estimate | SCG estimate
BOILER | WATER EVAPORIZATION | 10 | 7 | 52 | 0.165 | Express Efficiency Workpaper: Process boiler, steam, 2-10 MMBtuh | Express Efficiency Workpaper: Process boiler, steam, 2-10 MMBtuh
DRYER | BIOFLAVENOIDS | 12 | 5 | 46 | 0.2 | SCG estimate | SCG estimate
DRYER | CARPET DRYING | 12 | 5 | 46 | 0.2 | EEA estimate | SCG estimate
DRYER | DEHYDR.FOOD PRODUCTS | 12 | 5 | 46 | 0.2 | EEA estimate | SCG estimate
DRYER | DEHYDRATING FEED | 12 | 5 | 46 | 0.2 | EEA estimate | SCG estimate
DRYER | DEHYDRATING FRUIT | 12 | 5 | 46 | 0.2 | EEA estimate | SCG estimate
DRYER | DEHYDRATING MILK | 12 | 5 | 46 | 0.2 | SCG estimate | SCG estimate
DRYER | DEHYDRATING NUTS | 12 | 5 | 46 | 0.2 | EEA estimate | SCG estimate
DRYER | DEHYDRATING VEGS. | 12 | 5 | 46 | 0.2 | EEA estimate | SCG estimate
DRYER | DRYING AGGREGATE | 12 | 5 | 46 | 0.2 | SCG estimate | SCG estimate
DRYER | DRYING CATALYSTS | 12 | 5 | 46 | 0.2 | SCG estimate | SCG estimate
DRYER | DRYING CERAMIC MOLDS | 12 | 5 | 46 | 0.2 | SCG estimate | SCG estimate
DRYER | DRYING CHEM.TEXTAL. | 12 | 5 | 46 | 0.2 | SCG estimate | SCG estimate
DRYER | DRYING CONCRETE BLKS | 12 | 5 | 46 | 0.2 | SCG estimate | SCG estimate
DRYER | DRYING COTTON | 12 | 5 | 46 | 0.2 | SCG estimate | SCG estimate
DRYER | DRYING GREEN CERAMIC | 12 | 5 | 46 | 0.2 | SCG estimate | SCG estimate
DRYER | DRYING METAL CUTTING | 12 | 5 | 46 | 0.2 | SCG estimate | SCG estimate
DRYER | DRYING PROCESS | 12 | 5 | 46 | 0.2 | SCG estimate | SCG estimate
DRYER | DRYING SAND | 12 | 5 | 46 | 0.2 | SCG estimate | SCG estimate
DRYER | LAUNDRY DRYING | 12 | 5 | 46 | 0.2 | SCG estimate | SCG estimate
DRYER | LAUNDRY DRYING ELEC. | 12 | 5 | 46 | 0 | SCG estimate | SCG estimate
FEEDSTOCK | HYDROGENATION OF FAT | 16 | 7 | 46 | 0.2 | SCG estimate | SCG estimate
FEEDSTOCK | MFG.CARBON BLACK | 16 | 7 | 46 | 0.2 | SCG estimate | SCG estimate
FEEDSTOCK | MFG.LIQUID AMMONIA | 16 | 7 | 46 | 0.2 | SCG estimate | SCG estimate
FEEDSTOCK | MFG.LIQUID HYDROGEN | 16 | 7 | 46 | 0.2 | SCG estimate | SCG estimate
FURNACE | ANNEALING | 10 | 5 | 46 | 0.2 | SCG estimate | SCG estimate
FURNACE | BRAZING METAL PARTS | 10 | 5 | 46 | 0.2 | SCG estimate | SCG estimate
FURNACE | CARBON REGENERATION | 10 | 5 | 46 | 0.2 | SCG estimate | SCG estimate
FURNACE | CARBURIZING | 10 | 5 | 46 | 0.2 | SCG estimate | SCG estimate
FURNACE | CARBURIZING/QUENCH | 10 | 5 | 46 | 0.2 | SCG estimate | SCG estimate
FURNACE | CREAMATING | 8 | 5 | 46 | 0.2 | EEA estimate | EEA estimate
FURNACE | DEOXIDIZING METAL | 10 | 5 | 46 | 0.2 | SCG estimate | SCG estimate
FURNACE | DRAW | 10 | 5 | 46 | 0.2 | SCG estimate | SCG estimate
FURNACE | EXPNDNG PERLITE ORE | 10 | 5 | 46 | 0.2 | SCG estimate | SCG estimate
FURNACE | EXTRUDING METAL | 10 | 5 | 46 | 0.2 | SCG estimate | SCG estimate
FURNACE | FIRING PORCEL. ENML. | 10 | 5 | 46 | 0.2 | SCG estimate | SCG estimate
FURNACE | FORMING | 10 | 5 | 46 | 0.2 | SCG estimate | SCG estimate
FURNACE | GLASS MELTING | 10 | 5 | 46 | 0.2 | SCG estimate | SCG estimate
FURNACE | GLAZING PROCESS | 10 | 5 | 46 | 0.2 | SCG estimate | SCG estimate
FURNACE | HARDENING | 10 | 5 | 46 | 0.2 | SCG estimate | SCG estimate
FURNACE | HEAT TREATING | 10 | 5 | 46 | 0.2 | SCG estimate | SCG estimate
FURNACE | HEATING FOR FORGING | 10 | 5 | 46 | 0.2 | SCG estimate | SCG estimate
FURNACE | HEATING FOR ROLLING | 10 | 5 | 46 | 0.2 | SCG estimate | SCG estimate
FURNACE | HOLDING MOLTEN METAL | 10 | 5 | 46 | 0.2 | SCG estimate | SCG estimate
FURNACE | MELTING ALUM.-BRONZE | 10 | 5 | 46 | 0.2 | SCG estimate | SCG estimate
FURNACE | MELTING ALUMINUM | 10 | 5 | 46 | 0.2 | SCG estimate | SCG estimate
FURNACE | MELTING BRASS | 10 | 5 | 46 | 0.2 | SCG estimate | SCG estimate
FURNACE | MELTING BRONZE | 10 | 5 | 46 | 0.2 | SCG estimate | SCG estimate
FURNACE | MELTING FRIT | 10 | 5 | 46 | 0.2 | SCG estimate | SCG estimate
FURNACE | MELTING IRON | 10 | 5 | 46 | 0.2 | SCG estimate | SCG estimate
FURNACE | MELTING LEAD | 10 | 5 | 46 | 0.2 | SCG estimate | SCG estimate
FURNACE | MELTING MAGNESIUM | 10 | 5 | 46 | 0.2 | SCG estimate | SCG estimate
FURNACE | MELTING METAL | 10 | 5 | 46 | 0.2 | SCG estimate | SCG estimate
FURNACE | MELTING ZINC | 10 | 5 | 46 | 0.2 | SCG estimate | SCG estimate
FURNACE | NORMALIZING | 10 | 5 | 46 | 0.2 | SCG estimate | SCG estimate
FURNACE | POPPING PERLITE | 10 | 5 | 46 | 0.2 | SCG estimate | SCG estimate
FURNACE | PRE-HEATING | 10 | 5 | 46 | 0.2 | SCG estimate | SCG estimate
FURNACE | QUENCHING | 10 | 5 | 46 | 0.2 | SCG estimate | SCG estimate
FURNACE | QUENCHING | 10 | 5 | 46 | 0.2 | SCG estimate | SCG estimate
FURNACE | SINTERING METAL | 10 | 5 | 46 | 0.2 | SCG estimate | SCG estimate
FURNACE | SMELTING SCRAP | 10 | 5 | 46 | 0.2 | SCG estimate | SCG estimate
FURNACE | SPENT ACID RECOVERY | 10 | 5 | 46 | 0.2 | SCG estimate | SCG estimate
FURNACE | ZINC VAPORIZATION | 10 | 5 | 46 | 0.2 | SCG estimate | SCG estimate
GREENHOUSE HEAT CURTAIN | PROCESS HEAT RETENTN | 12 | 7 | 52 | 0 | EEA estimate | EEA estimate
GREENHOUSE HEAT CURTAIN | REDUCE HEAT LOSS | 12 | 7 | 52 | 0 | EEA estimate | EEA estimate
GREENHOUSE HEATER | ELEC. TEMPERING AIR | 12 | 7 | 52 | 0 | EEA estimate | EEA estimate
GREENHOUSE HEATER | ELEC-COOL GAS-HEAT | 12 | 7 | 27 | 0.16 | Express Efficiency Workpaper: Space heating boiler, Hot water, 300-2500 MBtuh | Express Efficiency Workpaper: Space heating boiler, Hot water, 300-2500 MBtuh
GREENHOUSE HEATER | PROCESS HEAT | 12 | 7 | 27 | 0.16 | Express Efficiency Workpaper: Space heating boiler, Hot water, 300-2500 MBtuh | Express Efficiency Workpaper: Space heating boiler, Hot water, 300-2500 MBtuh
GREENHOUSE HEATER | RESEARCH OR TESTING | 8 | 5 | 50 | 0.1 | EEA estimate | EEA estimate
GREENHOUSE HEATER | TEMPERING AIR. | 12 | 7 | 27 | 0.16 | Express Efficiency Workpaper: Space heating boiler, Hot water, 300-2500 MBtuh | Express Efficiency Workpaper: Space heating boiler, Hot water, 300-2500 MBtuh
GREENHOUSE HEATER | VENTILATION | 12 | 7 | 52 | 0 | EEA estimate | EEA estimate
HEAT RECOVERY | AIR TO AIR | 24 | 7 | 46 | 0 | Express Efficiency Workpapers: Steam traps | EEA estimate
HEAT RECOVERY | COMPR.HOT GAS TO LIQ | 24 | 7 | 46 | 0 | Express Efficiency Workpapers: Steam traps | EEA estimate
HEAT RECOVERY | FLUE GAS TO AIR | 24 | 7 | 46 | 0 | Express Efficiency Workpapers: Steam traps | EEA estimate
HEAT RECOVERY | FLUE GAS TO FLUE GAS | 24 | 7 | 46 | 0 | Express Efficiency Workpapers: Steam traps | EEA estimate
HEAT RECOVERY | FLUE GAS TO LIQUID | 24 | 7 | 46 | 0 | Express Efficiency Workpapers: Steam traps | EEA estimate
HEAT RECOVERY | FLUE GAS TO POLUTANT | 24 | 7 | 46 | 0 | Express Efficiency Workpapers: Steam traps | EEA estimate
HEAT RECOVERY | LIQUID TO LIQUID | 24 | 7 | 46 | 0 | Express Efficiency Workpapers: Steam traps | EEA estimate
HEAT RECOVERY | MAKE UP AIR | 24 | 7 | 46 | 0 | Express Efficiency Workpapers: Steam traps | EEA estimate
HEAT RECOVERY | UNKNOWN | 24 | 7 | 46 | 0 | Express Efficiency Workpapers: Steam traps | EEA estimate
HEAT RECOVERY | WASTE HEAT BOILER | 24 | 7 | 46 | 0 | Express Efficiency Workpapers: Steam traps | EEA estimate
HEATER | CRACKING CRUDE OIL | 24 | 7 | 46 | 0.3 | Express Efficiency Workpapers: Steam traps | EEA estimate
HEATER | CRUDE OIL TREATING | 24 | 7 | 46 | 0.3 | Express Efficiency Workpapers: Steam traps | EEA estimate
HEATER | DRYING | 12 | 5 | 46 | 0.3 | EEA estimate | EEA estimate
HEATER | DRYING FUEL OIL | 24 | 7 | 46 | 0.3 | Express Efficiency Workpapers: Steam traps | EEA estimate
HEATER | DRYING PAINT/VARNISH | 12 | 5 | 46 | 0.3 | EEA estimate | EEA estimate
HEATER | EXTRUDING METAL | 24 | 7 | 46 | 0.3 | Express Efficiency Workpapers: Steam traps | EEA estimate
HEATER | FRYING FISH FILLETS | 12 | 5 | 46 | 0.3 | EEA estimate | EEA estimate
HEATER | FRYING FOOD PRODUCTS | 12 | 5 | 46 | 0.3 | EEA estimate | EEA estimate
HEATER | H2S DECOMPOSITION | 24 | 7 | 46 | 0.3 | Express Efficiency Workpapers: Steam traps | EEA estimate
HEATER | HEATING CHEMICALS | 24 | 7 | 46 | 0.3 | Express Efficiency Workpapers: Steam traps | EEA estimate
HEATER | HEATING CRUDE OIL | 24 | 7 | 46 | 0.3 | Express Efficiency Workpapers: Steam traps | EEA estimate
HEATER | HEATING FEED STOCK | 24 | 7 | 46 | 0.3 | Express Efficiency Workpapers: Steam traps | EEA estimate
HEATER | HEATING LADLES | 24 | 7 | 46 | 0.3 | Express Efficiency Workpapers: Steam traps | EEA estimate
HEATER | HEATING MOLDS | 24 | 7 | 46 | 0.3 | Express Efficiency Workpapers: Steam traps | EEA estimate
HEATER | HYDROGEN FOR AMMONIA | 24 | 7 | 46 | 0.3 | Express Efficiency Workpapers: Steam traps | EEA estimate
HEATER | LAMINATING | 24 | 7 | 46 | 0.3 | Express Efficiency Workpapers: Steam traps | EEA estimate
HEATER | MAKING PETRO. COKE | 24 | 7 | 46 | 0.3 | Express Efficiency Workpapers: Steam traps | EEA estimate
HEATER | MFG KNIT FABRIC | 12 | 5 | 46 | 0.3 | EEA estimate | EEA estimate
HEATER | MFG. DONUTS | 12 | 5 | 46 | 0.3 | EEA estimate | EEA estimate
HEATER | MFG. POTATO CHIPS | 12 | 5 | 46 | 0.3 | EEA estimate | EEA estimate
HEATER | MFG. TORTILLA CHIPS | 12 | 5 | 46 | 0.3 | EEA estimate | EEA estimate
HEATER | PREHEAT DIES | 24 | 5 | 46 | 0.3 | SCG estimate | EEA estimate
HEATER | PROCESS HEAT | 24 | 7 | 46 | 0.3 | Express Efficiency Workpapers: Steam traps | EEA estimate
HEATER | PROD.FOR HYDROCRACKG | 24 | 7 | 46 | 0.3 | Express Efficiency Workpapers: Steam traps | EEA estimate
HEATER | PRODUCING HYDROGEN | 24 | 7 | 46 | 0.3 | Express Efficiency Workpapers: Steam traps | EEA estimate
HEATER | REFORM CRACKED OIL | 24 | 7 | 46 | 0.3 | Express Efficiency Workpapers: Steam traps | EEA estimate
HEATER | ROASTING COFFEE | 12 | 5 | 46 | 0.3 | SCG estimate | EEA estimate
HEATER | ROASTING PEANUTS | 12 | 5 | 46 | 0.3 | SCG estimate | EEA estimate
HEATER | SWIM POOL HT. ELEC. | 24 | 7 | 26 | 0 | EEA estimate | EEA estimate
HEATER | SWIM POOL HT. GAS | 24 | 7 | 26 | 0.2 | EEA estimate | SCG estimate
HEATER | UNKNOWN | 12 | 5 | 46 | 0 | EEA estimate | EEA estimate
INCINERATOR | INCIN OF SOLID WASTE | 12 | 7 | 46 | 0.2 | SCG estimate | SCG estimate
INCINERATOR | INCIN.OF HYDROCARBON | 12 | 7 | 46 | 0.2 | SCG estimate | SCG estimate
INCINERATOR | INCIN.OF LIQ.WASTES | 12 | 7 | 46 | 0.2 | SCG estimate | SCG estimate
INCINERATOR | INCIN.OF ODOR | 12 | 7 | 46 | 0.2 | SCG estimate | SCG estimate
INCINERATOR | INCIN.OF PARTICULATE | 12 | 7 | 46 | 0.2 | SCG estimate | SCG estimate
KILN | CALCINING | 12 | 5 | 46 | 0.2 | SCG estimate | SCG estimate
KILN | CALCINING PETRO.COKE | 12 | 5 | 46 | 0.2 | SCG estimate | SCG estimate
KILN | DECORATING DINNERWRE | 12 | 5 | 46 | 0.2 | SCG estimate | SCG estimate
KILN | DIATOMACEOUS EARTH | 12 | 5 | 46 | 0.2 | SCG estimate | SCG estimate
KILN | DRYING AGGREGATE | 12 | 5 | 46 | 0.2 | SCG estimate | SCG estimate
KILN | DRYING SAND | 12 | 5 | 46 | 0.2 | SCG estimate | SCG estimate
KILN | FIRING BRICK | 12 | 5 | 46 | 0.2 | SCG estimate | SCG estimate
KILN | FIRING CEMENT | 12 | 5 | 46 | 0.2 | SCG estimate | SCG estimate
KILN | FIRING CHINA | 12 | 5 | 46 | 0.2 | SCG estimate | SCG estimate
KILN | FIRING DINNERWARE | 12 | 5 | 46 | 0.2 | SCG estimate | SCG estimate
KILN | FIRING ELECTRIC | 24 | 5 | 46 | 0 | N/A | EEA estimate
KILN | FIRING PORCELAIN | 12 | 5 | 46 | 0.2 | SCG estimate | SCG estimate
KILN | FIRING POTTERY | 12 | 5 | 46 | 0.2 | SCG estimate | SCG estimate
KILN | FIRING REFRACTORY | 12 | 5 | 46 | 0.2 | SCG estimate | SCG estimate
KILN | FIRING SANITARY WARE | 12 | 5 | 46 | 0.2 | SCG estimate | SCG estimate
KILN | FIRING SEWER TILE | 12 | 5 | 46 | 0.2 | SCG estimate | SCG estimate
KILN | FIRING TECH.CERAMICS | 12 | 5 | 46 | 0.2 | SCG estimate | SCG estimate
KILN | FIRING TILE | 12 | 5 | 46 | 0.2 | SCG estimate | SCG estimate
KILN | GLAZING CHINA | 12 | 5 | 46 | 0.2 | SCG estimate | SCG estimate
KILN | GLAZING DINNERWARE | 12 | 5 | 46 | 0.2 | SCG estimate | SCG estimate
KILN | GLAZING PORCELAIN | 12 | 5 | 46 | 0.2 | SCG estimate | SCG estimate
KILN | GLAZING TILE | 12 | 5 | 46 | 0.2 | SCG estimate | SCG estimate
KITCHEN | COOKING - CHARCOAL | 12 | 7 | 52 | 0.3 | EEA estimate | SCG estimate
KITCHEN | COOKING - STEAM | 12 | 7 | 52 | 0 | EEA estimate | EEA estimate
KITCHEN | COOKING-ELECTRIC | 12 | 7 | 52 | 0 | EEA estimate | EEA estimate
KITCHEN | COOKING-GAS | 12 | 7 | 52 | 0.3 | EEA estimate | SCG Load Factor Table: Commercial cooking equipment, Ranges
KITCHEN | FOOD PREPARATION | 12 | 7 | 52 | 0.3 | EEA estimate | EEA estimate
KITCHEN | FOOD REFRIGERATION | 12 | 7 | 52 | 0 | EEA estimate | SCG estimate
KITCHEN | FRYING DONUTS | 12 | 7 | 52 | 0.25 | EEA estimate | SCG Load Factor Table: Commercial cooking equipment, Fryers
KITCHEN | HEATING | 12 | 7 | 52 | 0.5 | EEA estimate | EEA estimate
KITCHEN | PRE-RINSE | 12 | 7 | 52 | 0.25 | EEA estimate | SCG estimate
KITCHEN | RESEARCH OR TESTING | 8 | 5 | 46 | 0.1 | EEA estimate | EEA estimate
KITCHEN | SANITATION - STEAM | 17 | 5 | 40 | 0.3 | Express Efficiency Workpaper: Process boiler, steam, <2 MMBtuh | Express Efficiency Workpaper: Process boiler, steam, <2 MMBtuh
KITCHEN | SANITATION-CHEM | 12 | 7 | 52 | 0.2 | EEA estimate | EEA estimate
KITCHEN | SANITATION-ELECTRIC | 12 | 7 | 52 | 0 | EEA estimate | EEA estimate
KITCHEN | SANITATION-GAS | 17 | 5 | 40 | 0.3 | Express Efficiency Workpaper: Process boiler, steam, <2 MMBtuh | Express Efficiency Workpaper: Process boiler, steam, <2 MMBtuh
MISCELLANEOUS | BLANKETING | 12 | 7 | 52 | 0 | EEA estimate | EEA estimate
MISCELLANEOUS | CORE DRYING | 24 | 7 | 46 | 0.3 | Express Efficiency Workpapers: Steam traps | EEA estimate
MISCELLANEOUS | DECORATIVE LOGS | 4 | 2 | 26 | 0.2 | SCG estimate | SCG estimate
MISCELLANEOUS | DRY CLEANING | 17 | 5 | 40 | 0.3 | Express Efficiency Workpaper: Process boiler, steam, <2 MMBtuh | Express Efficiency Workpaper: Process boiler, steam, <2 MMBtuh
MISCELLANEOUS | DRYING | 24 | 7 | 46 | 0.3 | Express Efficiency Workpapers: Steam traps | EEA estimate
MISCELLANEOUS | ELECTRIC OPERATED | 12 | 7 | 52 | 0 | EEA estimate | EEA estimate
MISCELLANEOUS | FLASHER EXPAN. JOINT | 12 | 7 | 52 | 0 | EEA estimate | EEA estimate
MISCELLANEOUS | FORMING WAX CARTONS | 8 | 5 | 46 | 0.1 | EEA estimate | EEA estimate
MISCELLANEOUS | FRYING FOOD PRODUCTS | 12 | 7 | 46 | 0.25 | SCG estimate | SCG Load Factor Table: Commercial cooking equipment, Fryers
MISCELLANEOUS | HEATING | 12 | 5 | 46 | 0.25 | SCG estimate | SCG estimate
MISCELLANEOUS | HEATING CANDY | 12 | 5 | 46 | 0.25 | EEA estimate | SCG estimate
MISCELLANEOUS | HUMIDIFY COTTON | 12 | 5 | 46 | 0.25 | EEA estimate | SCG estimate
MISCELLANEOUS | INSTRUMENTS | 12 | 5 | 46 | 0 | EEA estimate | EEA estimate
MISCELLANEOUS | IRONING LAUNDRY | 12 | 5 | 52 | 0 | SCG estimate | EEA estimate
MISCELLANEOUS | LAB TESTING | 12 | 5 | 46 | 0.25 | EEA estimate | SCG estimate
MISCELLANEOUS | LAMINATING | 24 | 7 | 46 | 0.25 | EEA estimate | SCG estimate
MISCELLANEOUS | OXIDATION COLUMN | 24 | 7 | 46 | 0 | Express Efficiency Workpapers: Steam traps | EEA estimate
MISCELLANEOUS | PRESSURE CONTROL | 12 | 7 | 52 | 0 | EEA estimate | EEA estimate
MISCELLANEOUS | PROCESS HEAT | 24 | 5 | 46 | 0.4 | EEA estimate | SCG Load Factor Table: Boiler, Industrial Process
MISCELLANEOUS | RECOV.OF VOLAT. VAPR | 24 | 7 | 46 | 0 | Express Efficiency Workpapers: Steam traps | EEA estimate
MISCELLANEOUS | RESEARCH OR TESTING | 12 | 5 | 46 | 0.3 | EEA estimate | EEA estimate
MISCELLANEOUS | SEALING | 12 | 7 | 46 | 0 | SCG estimate | EEA estimate
MISCELLANEOUS | SOLDERING | 12 | 7 | 46 | 0.3 | SCG estimate | EEA estimate
MISCELLANEOUS | STERILIZER | 17 | 5 | 40 | 0.3 | SCG estimate | Express Efficiency Workpaper: Process boiler, steam, <2 MMBtuh
OVEN | AGE HARD. OF MAGNE. | 12 | 5 | 46 | 0.25 | SCG estimate | SCG estimate
OVEN | AGE HARDENING ALUMN | 12 | 5 | 46 | 0.25 | SCG estimate | SCG Load Factor Table: Industrial ovens, Batch process, Medium temp 500-1000F
OVEN | BAKING LACQUER | 12 | 5 | 46 | 0.25 | SCG estimate | SCG Load Factor Table: Industrial ovens, Continuous conveyor
OVEN | BAKING PAINT | 12 | 5 | 46 | 0.25 | SCG estimate | SCG Load Factor Table: Industrial ovens, Continuous conveyor
OVEN | BAKING ROLLS | 12 | 5 | 46 | 0.25 | SCG estimate | SCG Load Factor Table: Commercial cooking equipment, Ovens
OVEN | BAKING SHELLAC | 12 | 5 | 46 | 0.25 | SCG estimate | SCG Load Factor Table: Industrial ovens, Continuous conveyor
OVEN | BAKING VARNISH | 12 | 5 | 46 | 0.25 | SCG estimate | SCG Load Factor Table: Industrial ovens, Continuous conveyor
OVEN | BAKING-BREAD | 12 | 5 | 46 | 0.25 | SCG estimate | SCG Load Factor Table: Commercial cooking equipment, Ovens
OVEN | BAKING-BUNNS | 12 | 5 | 46 | 0.25 | SCG estimate | SCG Load Factor Table: Commercial cooking equipment, Ovens
OVEN | BAKING-CAKE | 12 | 5 | 46 | 0.25 | SCG estimate | SCG Load Factor Table: Commercial cooking equipment, Ovens
OVEN | BAKING-COOKIES | 12 | 5 | 46 | 0.25 | SCG estimate | SCG Load Factor Table: Commercial cooking equipment, Ovens
OVEN | BAKING-CORES | 12 | 5 | 46 | 0.25 | SCG estimate | SCG Load Factor Table: Industrial ovens, Batch process, Low temp <500F
OVEN | BAKING-CRACKERS | 12 | 5 | 46 | 0.25 | SCG estimate | SCG Load Factor Table: Commercial cooking equipment, Ovens
OVEN | BAKING-FOOD PROD. | 12 | 5 | 46 | 0.25 | SCG estimate | SCG Load Factor Table: Commercial cooking equipment, Ovens
OVEN | BAKING-MUFFINS | 12 | 5 | 46 | 0.25 | SCG estimate | SCG Load Factor Table: Commercial cooking equipment, Ovens
OVEN | BAKING-PASTRY | 12 | 5 | 46 | 0.25 | SCG estimate | SCG Load Factor Table: Commercial cooking equipment, Ovens
OVEN | BAKING-PIE | 12 | 5 | 46 | 0.25 | SCG estimate | SCG Load Factor Table: Commercial cooking equipment, Ovens
OVEN | BONDING | 12 | 5 | 46 | 0.25 | SCG estimate | SCG Load Factor Table: Industrial ovens, Batch process, Low temp <500F
OVEN | BURN OFF | 12 | 5 | 46 | 0.25 | SCG estimate | SCG Load Factor Table: Industrial ovens, Burn off
OVEN | CURING COATINGS | 12 | 5 | 46 | 0.25 | SCG estimate | SCG Load Factor Table: Industrial ovens, Batch process, Low temp <500F
OVEN | CURING MOLDS | 12 | 5 | 46 | 0.25 | SCG estimate | SCG Load Factor Table: Industrial ovens, Batch process, Low temp <500F
OVEN | CURING PER. PRES.TEX | 12 | 5 | 46 | 0.25 | SCG estimate | SCG Load Factor Table: Industrial ovens, Batch process, Low temp <500F
OVEN | CURING PLASTICS | 12 | 5 | 46 | 0.25 | SCG estimate | SCG Load Factor Table: Industrial ovens, Batch process, Low temp <500F
OVEN | CURING PROCESS | 12 | 5 | 46 | 0.25 | SCG estimate | SCG Load Factor Table: Industrial ovens, Batch process, Medium temp 500-1000F
OVEN | DRYING | 12 | 5 | 46 | 0.25 | SCG estimate | SCG estimate
OVEN | ELEC. FOOD PROC. | 12 | 5 | 46 | 0 | SCG estimate | EEA estimate
OVEN | FOOD PREPARATION | 12 | 5 | 46 | 0.25 | SCG estimate | SCG Load Factor Table: Commercial cooking equipment, Ovens
OVEN | FORMING PLASTICS | 12 | 5 | 46 | 0.25 | SCG estimate | SCG estimate
OVEN | MFG KNIT FABRIC | 12 | 5 | 46 | 0.25 | SCG estimate | EEA estimate
OVEN | PREHEAT DIES | 12 | 5 | 46 | 0.25 | SCG estimate | SCG estimate
OVEN | PRE-HEATING | 12 | 5 | 46 | 0.25 | SCG estimate | EEA estimate
OVEN | REFINISHING | 12 | 5 | 46 | 0.25 | SCG estimate | SCG estimate
OVEN | RESEARCH OR TESTING | 12 | 5 | 46 | 0.25 | SCG estimate | EEA estimate
OVEN | SMOKING FOOD PROD. | 12 | 5 | 46 | 0.25 | SCG estimate | SCG Load Factor Table: Commercial cooking equipment, Ovens
OVEN | SOLUTION HT. TRT.ALM | 12 | 5 | 46 | 0.25 | SCG estimate | SCG estimate
OVEN | SOLUTION HT. TRT.MAG | 12 | 5 | 46 | 0.25 | SCG estimate | SCG estimate
PILOT | FLAME STABILIZATION | 24 | 7 | 46 | 1 | Express Efficiency Workpapers: Steam traps | EEA estimate
PILOT | IGNITION | 24 | 7 | 46 | 1 | Express Efficiency Workpapers: Steam traps | EEA estimate
POOL HEATER | POOL/SPA HEATING | 24 | 7 | 46 | 0.2 | SCG estimate | SCG estimate
PRIME MOVER | AIR COND. COMP. | 12 | 5 | 46 | 0.2 | SCG estimate | SCG estimate
PRIME MOVER | BLOWER DRIVE | 12 | 5 | 46 | 0 | SCG estimate | EEA estimate
PRIME MOVER | BOOSTER PUMP | 12 | 5 | 46 | 0.2 | SCG estimate | SCG estimate
PRIME MOVER | COGENERATION | 24 | 5 | 46 | 0.5 | SCG estimate | SCG estimate
PRIME MOVER | COMBINED HTG & POWR | 24 | 5 | 46 | 0.5 | SCG estimate | SCG estimate
PRIME MOVER | COMPRESSOR DR - AIR | 12 | 5 | 46 | 0 | SCG estimate | EEA estimate
PRIME MOVER | COMPRESSOR DR - GAS | 12 | 5 | 46 | 0.3 | SCG estimate | EEA estimate
PRIME MOVER | COMPRESSOR DR -ELEC | 12 | 5 | 46 | 0 | SCG estimate | EEA estimate
PRIME MOVER | EFFLUENT PUMPING | 12 | 5 | 46 | 0 | SCG estimate | EEA estimate
PRIME MOVER | EFFLUENT PUMPING | 12 | 5 | 46 | 0 | SCG estimate | EEA estimate
PRIME MOVER | EMERGENCY FIRE PUMP | 12 | 1 | 1 | 0.5 | SCG estimate | EEA estimate
PRIME MOVER | FLOOD CONT. PUMPING | 12 | 5 | 1 | 0.5 | SCG estimate | EEA estimate
PRIME MOVER | MECHANICAL MIXING | 12 | 5 | 46 | 0 | SCG estimate | EEA estimate
PRIME MOVER | METAL SHREDDING | 12 | 5 | 46 | 0 | SCG estimate | EEA estimate
PRIME MOVER | OIL PUMPING | 12 | 5 | 46 | 0.5 | SCG estimate | EEA estimate
PRIME MOVER | POWER GEN. EMERGENCY | 3 | 1 | 12 | 1 | SCG estimate | EEA estimate
PRIME MOVER | POWER GENERATION CON | 24 | 7 | 50 | 0.5 | EEA estimate | EEA estimate
PRIME MOVER | REF. COMPRESSOR | 12 | 5 | 46 | 0.3 | SCG estimate | EEA estimate
PRIME MOVER | SAND BLASTING | 12 | 5 | 46 | 0.3 | EEA estimate | EEA estimate
PRIME MOVER | VEHICLES - ELECTRIC | 12 | 5 | 46 | 0 | EEA estimate | EEA estimate
PRIME MOVER | VEHICLES - GAS | 12 | 5 | 46 | 0.2 | EEA estimate | EEA estimate
PRIME MOVER | WATER PUMPING | 12 | 5 | 46 | 0.5 | SCG estimate | EEA estimate
PRIME MOVER | WELL PUMPING | 12 | 5 | 46 | 0.1 | EEA estimate | EEA estimate
SOLAR | BAKING PIZZA | 12 | 7 | 52 | 0 | EEA estimate | EEA estimate
SOLAR | ELEC. ASSIST. | 12 | 7 | 52 | 0 | EEA estimate | EEA estimate
SOLAR | ELEC. HT. WTR. CLN. | 12 | 7 | 52 | 0 | EEA estimate | EEA estimate
SOLAR | HEATING PROCESS AIR | 12 | 7 | 52 | 0 | EEA estimate | EEA estimate
SOLAR | HEATING PROCESS LIQ. | 12 | 7 | 52 | 0 | EEA estimate | EEA estimate
SOLAR | PREHEAT WATER | 12 | 7 | 52 | 0 | EEA estimate | EEA estimate
SOLAR | RESEARCH OR TESTING | 8 | 7 | 52 | 0 | EEA estimate | EEA estimate
SOLAR | STEAM | 12 | 7 | 52 | 0 | EEA estimate | EEA estimate
SPACE HEATER | ELEC. TEMPERING AIR | 12 | 7 | 13 | 0 | EEA estimate | EEA estimate
SPACE HEATER | ELEC-COOL GAS-HEAT | 12 | 7 | 27 | 0.16 | Express Efficiency Workpaper: Space heating boiler, Hot water, 300-2500 MBtuh | SCG Load Factor Table: Space heater
SPACE HEATER | HUMAN COMFORT-ELEC. | 12 | 7 | 27 | 0 | Express Efficiency Workpaper: Space heating boiler, Hot water, 300-2500 MBtuh | EEA estimate
SPACE HEATER | HUMAN COMFORT-GAS | 12 | 7 | 27 | 0.16 | Express Efficiency Workpaper: Space heating boiler, Hot water, 300-2500 MBtuh | Express Efficiency Workpaper: Space heating boiler, Hot water, 300-2500 MBtuh
SPACE HEATER | PROCESS HEAT | 12 | 7 | 27 | 0.16 | Express Efficiency Workpaper: Space heating boiler, Hot water, 300-2500 MBtuh | Express Efficiency Workpaper: Space heating boiler, Hot water, 300-2500 MBtuh
SPACE HEATER | RESEARCH OR TESTING | 12 | 7 | 27 | 0.16 | Express Efficiency Workpaper: Space heating boiler, Hot water, 300-2500 MBtuh | Express Efficiency Workpaper: Space heating boiler, Hot water, 300-2500 MBtuh
SPACE HEATER | TEMPERING AIR. | 12 | 7 | 46 | 0.5 | SCG estimate | EEA estimate
SPACE HEATER | VENTILATION | 12 | 7 | 13 | 0.2 | EEA estimate | SCG Load Factor Table: Space heater
TANK | CLEANING | 12 | 5 | 46 | 0.25 | SCG estimate | SCG estimate
TANK | CLEANING METAL | 12 | 5 | 46 | 0.1 | SCG estimate | EEA estimate
TANK | CURING | 12 | 5 | 46 | 0.1 | SCG estimate | EEA estimate
TANK | ETCHING | 12 | 5 | 46 | 0.1 | SCG estimate | EEA estimate
TANK | GALVANIZING STEEL | 12 | 5 | 46 | 0.25 | SCG estimate | SCG Load Factor Table: Tank, Plating or anodizing
TANK | HEATING ASPHALT | 12 | 5 | 46 | 0.1 | SCG estimate | EEA estimate
TANK | HOT RINSE | 12 | 5 | 46 | 0.3 | SCG estimate | Express Efficiency Workpaper: Process boiler, hot water, <2 MMBtuh
TANK | HOT WATER-PROCESS | 12 | 5 | 46 | 0.3 | SCG estimate | Express Efficiency Workpaper: Process boiler, hot water, <2 MMBtuh
TANK | LAB TESTING | 12 | 5 | 46 | 0.1 | SCG estimate | EEA estimate
TANK | MELTING GLASS | 12 | 5 | 46 | 0.5 | SCG estimate | EEA estimate
TANK | METAL PLATE | 12 | 5 | 46 | 0.25 | SCG estimate | SCG Load Factor Table: Tank, Plating or anodizing
TANK | PHOSPHATIZING STEEL | 12 | 5 | 46 | 0.1 | SCG estimate | EEA estimate
TANK | PICKLING STEEL | 12 | 5 | 46 | 0.1 | SCG estimate | EEA estimate
TANK | PROCESS HEAT | 12 | 5 | 46 | 0.3 | SCG estimate | Express Efficiency Workpaper: Process boiler, hot water, <2 MMBtuh
TANK | QUENCHING-HT. TRTING | 12 | 5 | 46 | 0.1 | SCG estimate | EEA estimate
THERMOSTAT | TERMPERATURE CONTROL | 12 | 7 | 46 | 0 | EEA estimate | EEA estimate
TORCH | BRAZING | 12 | 5 | 46 | 0.1 | SCG estimate | SCG estimate
TORCH | BURNING | 12 | 5 | 46 | 0.1 | SCG estimate | SCG estimate
TORCH | CUTTING METAL | 12 | 5 | 46 | 0.1 | SCG estimate | SCG estimate
TORCH | FIRE POLIHING GLASS | 12 | 5 | 46 | 0.1 | SCG estimate | SCG estimate
TORCH | FLAME HARDENING | 12 | 5 | 46 | 0.1 | SCG estimate | SCG estimate
TORCH | FUSING LEAD | 12 | 5 | 46 | 0.1 | SCG estimate | SCG estimate
TORCH | GLSS. BEND. & FORM. | 12 | 5 | 46 | 0.1 | SCG estimate | SCG estimate
TORCH | HEATING JEWELRY | 12 | 5 | 46 | 0.1 | SCG estimate | SCG estimate
TORCH | HEATING LADLES | 12 | 5 | 46 | 0.1 | SCG estimate | SCG estimate
TORCH | PRE-HEATING METAL | 12 | 5 | 46 | 0.1 | SCG estimate | SCG estimate
TORCH | REFINERY FLARE | 12 | 5 | 46 | 0.1 | SCG estimate | SCG estimate
TORCH | RESEARCH OR TESTING | 12 | 5 | 46 | 0.1 | SCG estimate | SCG estimate
TORCH | SEALING | 12 | 5 | 46 | 0.1 | SCG estimate | SCG estimate
TORCH | SOLDERING | 12 | 5 | 46 | 0.1 | SCG estimate | SCG estimate
WASHER | CLEANING PARTS | 12 | 5 | 46 | 0.25 | SCG estimate | SCG estimate
WASHER | CLN, RNS, PHOS. | 12 | 5 | 46 | 0.25 | SCG estimate | SCG estimate
WASHER | CLN,RNS,PHOS,DRY,PNT | 12 | 5 | 46 | 0.25 | SCG estimate | SCG estimate
WASHER | CLOTHES WASHING | 12 | 5 | 46 | 0.25 | SCG estimate | SCG estimate
WASHER | CORR.RESIST.COATING | 12 | 5 | 46 | 0.25 | SCG estimate | SCG estimate
WATER HEATER | ELEC. HT WTR. HUM.CN | 24 | 7 | 52 | 0 | EEA estimate | EEA estimate
WATER HEATER | ELEC. HT. WTR. CLN. | 24 | 7 | 52 | 0 | EEA estimate | EEA estimate
WATER HEATER | ELEC. HT. WTR. PROC. | 24 | 7 | 52 | 0 | EEA estimate | EEA estimate
WATER HEATER | HOT WATER-CLEANING | 24 | 7 | 52 | 0.3 | Express Efficiency Workpapers: Commercial boiler, Hot water | Express Efficiency Workpapers: Commercial boiler, Hot water
WATER HEATER | HOT WATER-HUMAN COM. | 10 | 7 | 52 | 0.16 | Express Efficiency Workpaper: Space heating boiler, Hot water, 300-2500 MBtuh | Express Efficiency Workpaper: Space heating boiler, Hot water, 300-2500 MBtuh
WATER HEATER | HOT WATER-PROCESS | 24 | 5 | 46 | 0.24 | Express Efficiency Workpaper: Process boiler, hot water, 2-10 MMBtuh | Express Efficiency Workpaper: Process boiler, hot water, 2-10 MMBtuh
WATER HEATER | HOT WTR.-COMF. & CLN | 24 | 7 | 52 | 0.3 | Express Efficiency Workpapers: Commercial boiler, Hot water | Express Efficiency Workpapers: Commercial boiler, Hot water
WATER HEATER | SWIM POOL HT. ELEC. | 24 | 7 | 52 | 0 | EEA estimate | EEA estimate
WATER HEATER | SWIM POOL HT. GAS | 24 | 7 | 52 | 0.24 | EEA estimate | Express Efficiency Workpaper: Instantaneous Water Heaters, > 200 Mbtuh
WATER HEATER | THERAPEUTIC | 24 | 7 | 52 | 0.3 | EEA estimate | Express Efficiency Workpaper: Process boiler, hot water, <2 MMBtuh

## DSMEquipTable (hidden)
MEASURE_DESC | PROG_DESC | EQUIP_TYPE_DESC | EQUIP_DESC | EQUIP_USAGE_DESC | equip_desc_code | equip_type_code | equip_use_code | size_code | active
Commercial Food Service Equipment Rebate (PARR) | Cooking | KITCHEN | BRAISING PAN | COOKING-GAS | 320 | 12 | 430 | 7 | 1
Commercial Food Service Equipment Rebate (PARR) | Cooking | KITCHEN | BROILER UNDER FIRED | COOKING-GAS | 323 | 12 | 430 | 7 | 1
Commercial Food Service Equipment Rebate (PARR) | Cooking | KITCHEN | BROILERS OVER FIRED | COOKING-GAS | 321 | 12 | 430 | 7 | 1
Commercial Food Service Equipment Rebate (PARR) | Cooking | KITCHEN | Cabinet Steamer | COOKING-GAS | 1040 | 12 | 430 | 7 | 1
Commercial Food Service Equipment Rebate (PARR) | Cooking | KITCHEN | CHEESE MELTER | COOKING-GAS | 300 | 12 | 430 | 7 | 1
Commercial Food Service Equipment Rebate (PARR) | Cooking | KITCHEN | Fryer - Energy Star | COOKING-GAS | 1079 | 12 | 430 | 7 | 1
Commercial Food Service Equipment Rebate (PARR) | Cooking | KITCHEN | Fryer - Energy Star & IID | COOKING-GAS | 1080 | 12 | 430 | 7 | 1
Commercial Food Service Equipment Rebate (PARR) | Cooking | KITCHEN | Fryer - High Efficiency | COOKING-GAS | 1054 | 12 | 430 | 7 | 1
Commercial Food Service Equipment Rebate (PARR) | Cooking | KITCHEN | Fryer - High Efficiency & IID | COOKING-GAS | 1069 | 12 | 430 | 7 | 1
Commercial Food Service Equipment Rebate (PARR) | Cooking | KITCHEN | Fryer - Standard & IID | COOKING-GAS | 1053 | 12 | 430 | 7 | 1
Commercial Food Service Equipment Rebate (PARR) | Cooking | KITCHEN | GRIDDLE- CONVENTIONAL | COOKING-GAS | 329 | 12 | 430 | 7 | 1
Commercial Food Service Equipment Rebate (PARR) | Cooking | KITCHEN | Oven - Combination | COOKING-GAS | 1021 | 12 | 430 | 7 | 1
Commercial Food Service Equipment Rebate (PARR) | Cooking | KITCHEN | Oven - Conveyor | COOKING-GAS | 1023 | 12 | 430 | 7 | 1
Commercial Food Service Equipment Rebate (PARR) | Cooking | KITCHEN | Oven - Rotating Rack | COOKING-GAS | 1025 | 12 | 430 | 7 | 1
Commercial Food Service Equipment Rebate (PARR) | Cooking | KITCHEN | OVEN- DECK/PIZZA | COOKING-GAS | 333 | 12 | 430 | 7 | 1
Commercial Food Service Equipment Rebate (PARR) | Cooking | KITCHEN | OVENS- CONVECTION | COOKING-GAS | 332 | 12 | 430 | 7 | 1
Commercial Food Service Equipment Rebate (PARR) | Cooking | KITCHEN | ROTISSERIE | COOKING-GAS | 355 | 12 | 430 | 7 | 1
Commercial Food Service Equipment Rebate (PARR) | Cooking | KITCHEN | SALAMANDER | COOKING-GAS | 462 | 12 | 430 | 7 | 1
Commercial Food Service Equipment Rebate (PARR) | Cooking | KITCHEN | STEAM KETTLE-SELFCON | COOKING-GAS | 341 | 12 | 430 | 7 | 1
Commercial Food Service Equipment Rebate (PARR) | Fryer Rebate | KITCHEN | Fryer - High Efficiency |  | 1054 | 12 | 0 | 7 | 1
Commercial Food Service Equipment Rebate (PARR) | Fryer Rebate | KITCHEN | Fryer - Standard & IID |  | 1053 | 12 | 0 | 7 | 1
Commercial Food Service Equipment Rebate (PARR) | Infrared Foodservice | KITCHEN | Fryer - Infrared | COOKING-GAS | 1032 | 12 | 430 | 7 | 1
Commercial Food Service Equipment Rebate (PARR) | Infrared Foodservice | KITCHEN | Oven - Conveyor/Infrared | COOKING-GAS | 1034 | 12 | 430 | 7 | 1
Commercial Food Service Equipment Rebate (PARR) | Infrared Foodservice | KITCHEN | Rotisserie - Infrared | COOKING-GAS | 1038 | 12 | 430 | 7 | 1
Energy Conservation (NREC) | Advanced Engine Technology - Rebuild | PRIME MOVER | Natural Gas Engine + Pump | WATER PUMPING | 1026 | 15 | 620 | 14 | 1
Energy Conservation (NREC) | Advanced Engine Technology - Rebuild | PRIME MOVER | Natural Gas Engine + Pump | WELL PUMPING | 1026 | 15 | 627 | 14 | 1
Energy Conservation (NREC) | Advanced Engine Technology - Rebuild | PRIME MOVER | NATURAL GAS ENGINE GEN SE | WATER PUMPING | 436 | 15 | 620 | 14 | 1
Energy Conservation (NREC) | Advanced Engine Technology - Rebuild | PRIME MOVER | NATURAL GAS ENGINE GEN SE | WELL PUMPING | 436 | 15 | 627 | 14 | 1
Energy Conservation (NREC) | Advanced Engine Technology - Rebuild | PRIME MOVER | NATURAL GAS ENGINES | WATER PUMPING | 431 | 15 | 620 | 14 | 1
Energy Conservation (NREC) | Advanced Engine Technology - Rebuild | PRIME MOVER | NATURAL GAS ENGINES | WELL PUMPING | 431 | 15 | 627 | 14 | 1
Energy Conservation (NREC) | Advanced Engine Technology - Rebuild | PRIME MOVER | NATURAL GAS MICROTURBINES | WATER PUMPING | 1056 | 15 | 620 | 14 | 1
Energy Conservation (NREC) | Advanced Engine Technology - Rebuild | PRIME MOVER | NATURAL GAS MICROTURBINES | WELL PUMPING | 1056 | 15 | 627 | 14 | 1
Energy Conservation (NREC) | Advanced Engine Technology - Rebuild | PRIME MOVER | NATURAL GAS TURBINE GEN S | WATER PUMPING | 438 | 15 | 620 | 14 | 1
Energy Conservation (NREC) | Advanced Engine Technology - Rebuild | PRIME MOVER | NATURAL GAS TURBINE GEN S | WELL PUMPING | 438 | 15 | 627 | 14 | 1
Energy Conservation (NREC) | Advanced Engine Technology - Rebuild | PRIME MOVER | PUMP - ENGINE DRIVEN | WATER PUMPING | 1076 | 15 | 620 | 14 | 1
Energy Conservation (NREC) | Advanced Engine Technology - Rebuild | PRIME MOVER | PUMP - ENGINE DRIVEN | WELL PUMPING | 1076 | 15 | 627 | 14 | 1
Energy Conservation (NREC) | Heat Recovery | HEAT RECOVERY | HEAT EXCHANGERS | AIR TO AIR | 250 | 9 | 300 | 12 | 1
Energy Conservation (NREC) | Heat Recovery | HEAT RECOVERY | HEAT EXCHANGERS | COMPR.HOT GAS TO LIQ | 250 | 9 | 301 | 12 | 1
Energy Conservation (NREC) | Heat Recovery | HEAT RECOVERY | HEAT EXCHANGERS | FLUE GAS TO AIR | 250 | 9 | 302 | 12 | 1
Energy Conservation (NREC) | Heat Recovery | HEAT RECOVERY | HEAT EXCHANGERS | FLUE GAS TO FLUE GAS | 250 | 9 | 303 | 12 | 1
Energy Conservation (NREC) | Heat Recovery | HEAT RECOVERY | HEAT EXCHANGERS | FLUE GAS TO LIQUID | 250 | 9 | 304 | 12 | 1
Energy Conservation (NREC) | Heat Recovery | HEAT RECOVERY | HEAT EXCHANGERS | FLUE GAS TO POLUTANT | 250 | 9 | 305 | 12 | 1
Energy Conservation (NREC) | Heat Recovery | HEAT RECOVERY | HEAT EXCHANGERS | LIQUID TO LIQUID | 250 | 9 | 307 | 12 | 1
Energy Conservation (NREC) | Heat Recovery | HEAT RECOVERY | HEAT EXCHANGERS | MAKE UP AIR | 250 | 9 | 308 | 12 | 1
Energy Conservation (NREC) | Heat Recovery | HEAT RECOVERY | HEAT PIPE | AIR TO AIR | 251 | 9 | 300 | 12 | 1
Energy Conservation (NREC) | Heat Recovery | HEAT RECOVERY | HEAT PIPE | COMPR.HOT GAS TO LIQ | 251 | 9 | 301 | 12 | 1
Energy Conservation (NREC) | Heat Recovery | HEAT RECOVERY | HEAT PIPE | FLUE GAS TO AIR | 251 | 9 | 302 | 12 | 1
Energy Conservation (NREC) | Heat Recovery | HEAT RECOVERY | HEAT PIPE | FLUE GAS TO FLUE GAS | 251 | 9 | 303 | 12 | 1
Energy Conservation (NREC) | Heat Recovery | HEAT RECOVERY | HEAT PIPE | FLUE GAS TO LIQUID | 251 | 9 | 304 | 12 | 1
Energy Conservation (NREC) | Heat Recovery | HEAT RECOVERY | HEAT PIPE | FLUE GAS TO POLUTANT | 251 | 9 | 305 | 12 | 1
Energy Conservation (NREC) | Heat Recovery | HEAT RECOVERY | HEAT PIPE | LIQUID TO LIQUID | 251 | 9 | 307 | 12 | 1
Energy Conservation (NREC) | Heat Recovery | HEAT RECOVERY | HEAT PIPE | MAKE UP AIR | 251 | 9 | 308 | 12 | 1
Energy Conservation (NREC) | Heat Recovery | HEAT RECOVERY | Heat Pump | AIR TO AIR | 4 | 9 | 300 | 12 | 1
Energy Conservation (NREC) | Heat Recovery | HEAT RECOVERY | Heat Pump | COMPR.HOT GAS TO LIQ | 4 | 9 | 301 | 12 | 1
Energy Conservation (NREC) | Heat Recovery | HEAT RECOVERY | Heat Pump | FLUE GAS TO AIR | 4 | 9 | 302 | 12 | 1
Energy Conservation (NREC) | Heat Recovery | HEAT RECOVERY | Heat Pump | FLUE GAS TO FLUE GAS | 4 | 9 | 303 | 12 | 1
Energy Conservation (NREC) | Heat Recovery | HEAT RECOVERY | Heat Pump | FLUE GAS TO LIQUID | 4 | 9 | 304 | 12 | 1
Energy Conservation (NREC) | Heat Recovery | HEAT RECOVERY | Heat Pump | FLUE GAS TO POLUTANT | 4 | 9 | 305 | 12 | 1
Energy Conservation (NREC) | Heat Recovery | HEAT RECOVERY | Heat Pump | LIQUID TO LIQUID | 4 | 9 | 307 | 12 | 1
Energy Conservation (NREC) | Heat Recovery | HEAT RECOVERY | Heat Pump | MAKE UP AIR | 4 | 9 | 308 | 12 | 1
Energy Conservation (NREC) | Heat Recovery | HEAT RECOVERY | HEAT WHEELS | AIR TO AIR | 252 | 9 | 300 | 12 | 1
Energy Conservation (NREC) | Heat Recovery | HEAT RECOVERY | HEAT WHEELS | COMPR.HOT GAS TO LIQ | 252 | 9 | 301 | 12 | 1
Energy Conservation (NREC) | Heat Recovery | HEAT RECOVERY | HEAT WHEELS | FLUE GAS TO AIR | 252 | 9 | 302 | 12 | 1
Energy Conservation (NREC) | Heat Recovery | HEAT RECOVERY | HEAT WHEELS | FLUE GAS TO FLUE GAS | 252 | 9 | 303 | 12 | 1
Energy Conservation (NREC) | Heat Recovery | HEAT RECOVERY | HEAT WHEELS | FLUE GAS TO LIQUID | 252 | 9 | 304 | 12 | 1
Energy Conservation (NREC) | Heat Recovery | HEAT RECOVERY | HEAT WHEELS | FLUE GAS TO POLUTANT | 252 | 9 | 305 | 12 | 1
Energy Conservation (NREC) | Heat Recovery | HEAT RECOVERY | HEAT WHEELS | LIQUID TO LIQUID | 252 | 9 | 307 | 12 | 1
Energy Conservation (NREC) | Heat Recovery | HEAT RECOVERY | HEAT WHEELS | MAKE UP AIR | 252 | 9 | 308 | 12 | 1
Energy Conservation (NREC) | Heat Recovery | HEAT RECOVERY | RECUPERATORS | AIR TO AIR | 253 | 9 | 300 | 12 | 1
Energy Conservation (NREC) | Heat Recovery | HEAT RECOVERY | RECUPERATORS | COMPR.HOT GAS TO LIQ | 253 | 9 | 301 | 12 | 1
Energy Conservation (NREC) | Heat Recovery | HEAT RECOVERY | RECUPERATORS | FLUE GAS TO AIR | 253 | 9 | 302 | 12 | 1
Energy Conservation (NREC) | Heat Recovery | HEAT RECOVERY | RECUPERATORS | FLUE GAS TO FLUE GAS | 253 | 9 | 303 | 12 | 1
Energy Conservation (NREC) | Heat Recovery | HEAT RECOVERY | RECUPERATORS | FLUE GAS TO LIQUID | 253 | 9 | 304 | 12 | 1
Energy Conservation (NREC) | Heat Recovery | HEAT RECOVERY | RECUPERATORS | FLUE GAS TO POLUTANT | 253 | 9 | 305 | 12 | 1
Energy Conservation (NREC) | Heat Recovery | HEAT RECOVERY | RECUPERATORS | LIQUID TO LIQUID | 253 | 9 | 307 | 12 | 1
Energy Conservation (NREC) | Heat Recovery | HEAT RECOVERY | RECUPERATORS | MAKE UP AIR | 253 | 9 | 308 | 12 | 1
Energy Conservation (NREC) | Modernization (EEM) | AIR CONDITIONING | Dehumidifier | A/C HUMAN COMFORT | 8 | 2 | 50 | 14 | 1
Energy Conservation (NREC) | Modernization (EEM) | AIR CONDITIONING | Dehumidifier | COOL-HEAT HUM.COM.-E | 8 | 2 | 15 | 14 | 1
Energy Conservation (NREC) | Modernization (EEM) | AIR CONDITIONING | Dehumidifier | COOL-HEAT HUM.COM.-G | 8 | 2 | 5 | 14 | 1
Energy Conservation (NREC) | Modernization (EEM) | AIR CONDITIONING | Dehumidifier | ELEC-COOL GAS-HEAT | 8 | 2 | 16 | 14 | 1
Energy Conservation (NREC) | Modernization (EEM) | AIR CONDITIONING | Dehumidifier | HOMEMADE | 8 | 2 | 999 | 14 | 1
Energy Conservation (NREC) | Modernization (EEM) | AIR CONDITIONING | Dehumidifier | HUMAN COMFORT-ELEC. | 8 | 2 | 12 | 14 | 1
Energy Conservation (NREC) | Modernization (EEM) | AIR CONDITIONING | Dehumidifier | OTHER | 8 | 2 | 1 | 14 | 1
Energy Conservation (NREC) | Modernization (EEM) | AIR CONDITIONING | Dehumidifier | PLANT AIR COND. | 8 | 2 | 6 | 14 | 1
Energy Conservation (NREC) | Modernization (EEM) | AIR CONDITIONING | Dehumidifier | PROCESS COOLING GAS | 8 | 2 | 3 | 14 | 1
Energy Conservation (NREC) | Modernization (EEM) | AIR CONDITIONING | Dehumidifier | PROCESS COOLING-ELEC | 8 | 2 | 13 | 14 | 1
Energy Conservation (NREC) | Modernization (EEM) | AIR CONDITIONING | Dehumidifier | SPACE COND - GAS | 8 | 2 | 4 | 14 | 1
Energy Conservation (NREC) | Modernization (EEM) | AIR CONDITIONING | Dehumidifier | SPACE COND.-ELEC. | 8 | 2 | 14 | 14 | 1
Energy Conservation (NREC) | Modernization (EEM) | AIR CONDITIONING | Dehumidifier | STANDBY | 8 | 2 | 909 | 14 | 1
Energy Conservation (NREC) | Modernization (EEM) | AIR CONDITIONING | Dir Fire Dbl Absorp | A/C HUMAN COMFORT | 30 | 2 | 50 | 14 | 1
Energy Conservation (NREC) | Modernization (EEM) | AIR CONDITIONING | Dir Fire Dbl Absorp | COOL-HEAT HUM.COM.-E | 30 | 2 | 15 | 14 | 1
Energy Conservation (NREC) | Modernization (EEM) | AIR CONDITIONING | Dir Fire Dbl Absorp | COOL-HEAT HUM.COM.-G | 30 | 2 | 5 | 14 | 1
Energy Conservation (NREC) | Modernization (EEM) | AIR CONDITIONING | Dir Fire Dbl Absorp | ELEC-COOL GAS-HEAT | 30 | 2 | 16 | 14 | 1
Energy Conservation (NREC) | Modernization (EEM) | AIR CONDITIONING | Dir Fire Dbl Absorp | HOMEMADE | 30 | 2 | 999 | 14 | 1
Energy Conservation (NREC) | Modernization (EEM) | AIR CONDITIONING | Dir Fire Dbl Absorp | HUMAN COMFORT-ELEC. | 30 | 2 | 12 | 14 | 1
Energy Conservation (NREC) | Modernization (EEM) | AIR CONDITIONING | Dir Fire Dbl Absorp | OTHER | 30 | 2 | 1 | 14 | 1
Energy Conservation (NREC) | Modernization (EEM) | AIR CONDITIONING | Dir Fire Dbl Absorp | PLANT AIR COND. | 30 | 2 | 6 | 14 | 1
Energy Conservation (NREC) | Modernization (EEM) | AIR CONDITIONING | Dir Fire Dbl Absorp | PROCESS COOLING GAS | 30 | 2 | 3 | 14 | 1
Energy Conservation (NREC) | Modernization (EEM) | AIR CONDITIONING | Dir Fire Dbl Absorp | PROCESS COOLING-ELEC | 30 | 2 | 13 | 14 | 1
Energy Conservation (NREC) | Modernization (EEM) | AIR CONDITIONING | Dir Fire Dbl Absorp | SPACE COND - GAS | 30 | 2 | 4 | 14 | 1
Energy Conservation (NREC) | Modernization (EEM) | AIR CONDITIONING | Dir Fire Dbl Absorp | SPACE COND.-ELEC. | 30 | 2 | 14 | 14 | 1
Energy Conservation (NREC) | Modernization (EEM) | AIR CONDITIONING | Dir Fire Dbl Absorp | STANDBY | 30 | 2 | 909 | 14 | 1
Energy Conservation (NREC) | Modernization (EEM) | AIR CONDITIONING | Direct Fire Single Absorption | A/C HUMAN COMFORT | 60 | 2 | 50 | 14 | 1
Energy Conservation (NREC) | Modernization (EEM) | AIR CONDITIONING | Direct Fire Single Absorption | COOL-HEAT HUM.COM.-E | 60 | 2 | 15 | 14 | 1
Energy Conservation (NREC) | Modernization (EEM) | AIR CONDITIONING | Direct Fire Single Absorption | COOL-HEAT HUM.COM.-G | 60 | 2 | 5 | 14 | 1
Energy Conservation (NREC) | Modernization (EEM) | AIR CONDITIONING | Direct Fire Single Absorption | ELEC-COOL GAS-HEAT | 60 | 2 | 16 | 14 | 1
Energy Conservation (NREC) | Modernization (EEM) | AIR CONDITIONING | Direct Fire Single Absorption | HOMEMADE | 60 | 2 | 999 | 14 | 1
Energy Conservation (NREC) | Modernization (EEM) | AIR CONDITIONING | Direct Fire Single Absorption | HUMAN COMFORT-ELEC. | 60 | 2 | 12 | 14 | 1
Energy Conservation (NREC) | Modernization (EEM) | AIR CONDITIONING | Direct Fire Single Absorption | OTHER | 60 | 2 | 1 | 14 | 1
Energy Conservation (NREC) | Modernization (EEM) | AIR CONDITIONING | Direct Fire Single Absorption | PLANT AIR COND. | 60 | 2 | 6 | 14 | 1
Energy Conservation (NREC) | Modernization (EEM) | AIR CONDITIONING | Direct Fire Single Absorption | PROCESS COOLING GAS | 60 | 2 | 3 | 14 | 1
Energy Conservation (NREC) | Modernization (EEM) | AIR CONDITIONING | Direct Fire Single Absorption | PROCESS COOLING-ELEC | 60 | 2 | 13 | 14 | 1
Energy Conservation (NREC) | Modernization (EEM) | AIR CONDITIONING | Direct Fire Single Absorption | SPACE COND - GAS | 60 | 2 | 4 | 14 | 1
Energy Conservation (NREC) | Modernization (EEM) | AIR CONDITIONING | Direct Fire Single Absorption | SPACE COND.-ELEC. | 60 | 2 | 14 | 14 | 1
Energy Conservation (NREC) | Modernization (EEM) | AIR CONDITIONING | Direct Fire Single Absorption | STANDBY | 60 | 2 | 909 | 14 | 1
Energy Conservation (NREC) | Modernization (EEM) | AIR CONDITIONING | Dual-Pak | A/C HUMAN COMFORT | 5 | 2 | 50 | 14 | 1
Energy Conservation (NREC) | Modernization (EEM) | AIR CONDITIONING | Dual-Pak | COOL-HEAT HUM.COM.-E | 5 | 2 | 15 | 14 | 1
Energy Conservation (NREC) | Modernization (EEM) | AIR CONDITIONING | Dual-Pak | COOL-HEAT HUM.COM.-G | 5 | 2 | 5 | 14 | 1
Energy Conservation (NREC) | Modernization (EEM) | AIR CONDITIONING | Dual-Pak | ELEC-COOL GAS-HEAT | 5 | 2 | 16 | 14 | 1
Energy Conservation (NREC) | Modernization (EEM) | AIR CONDITIONING | Dual-Pak | HOMEMADE | 5 | 2 | 999 | 14 | 1
Energy Conservation (NREC) | Modernization (EEM) | AIR CONDITIONING | Dual-Pak | HUMAN COMFORT-ELEC. | 5 | 2 | 12 | 14 | 1
Energy Conservation (NREC) | Modernization (EEM) | AIR CONDITIONING | Dual-Pak | OTHER | 5 | 2 | 1 | 14 | 1
Energy Conservation (NREC) | Modernization (EEM) | AIR CONDITIONING | Dual-Pak | PLANT AIR COND. | 5 | 2 | 6 | 14 | 1
Energy Conservation (NREC) | Modernization (EEM) | AIR CONDITIONING | Dual-Pak | PROCESS COOLING GAS | 5 | 2 | 3 | 14 | 1
Energy Conservation (NREC) | Modernization (EEM) | AIR CONDITIONING | Dual-Pak | PROCESS COOLING-ELEC | 5 | 2 | 13 | 14 | 1
Energy Conservation (NREC) | Modernization (EEM) | AIR CONDITIONING | Dual-Pak | SPACE COND - GAS | 5 | 2 | 4 | 14 | 1
Energy Conservation (NREC) | Modernization (EEM) | AIR CONDITIONING | Dual-Pak | SPACE COND.-ELEC. | 5 | 2 | 14 | 14 | 1
Energy Conservation (NREC) | Modernization (EEM) | AIR CONDITIONING | Dual-Pak | STANDBY | 5 | 2 | 909 | 14 | 1
Energy Conservation (NREC) | Modernization (EEM) | AIR CONDITIONING | ENG. DRIVEN CHILLER | A/C HUMAN COMFORT | 36 | 2 | 50 | 14 | 1
Energy Conservation (NREC) | Modernization (EEM) | AIR CONDITIONING | ENG. DRIVEN CHILLER | COOL-HEAT HUM.COM.-E | 36 | 2 | 15 | 14 | 1
Energy Conservation (NREC) | Modernization (EEM) | AIR CONDITIONING | ENG. DRIVEN CHILLER | COOL-HEAT HUM.COM.-G | 36 | 2 | 5 | 14 | 1
Energy Conservation (NREC) | Modernization (EEM) | AIR CONDITIONING | ENG. DRIVEN CHILLER | ELEC-COOL GAS-HEAT | 36 | 2 | 16 | 14 | 1
Energy Conservation (NREC) | Modernization (EEM) | AIR CONDITIONING | ENG. DRIVEN CHILLER | HOMEMADE | 36 | 2 | 999 | 14 | 1
Energy Conservation (NREC) | Modernization (EEM) | AIR CONDITIONING | ENG. DRIVEN CHILLER | HUMAN COMFORT-ELEC. | 36 | 2 | 12 | 14 | 1
Energy Conservation (NREC) | Modernization (EEM) | AIR CONDITIONING | ENG. DRIVEN CHILLER | OTHER | 36 | 2 | 1 | 14 | 1
Energy Conservation (NREC) | Modernization (EEM) | AIR CONDITIONING | ENG. DRIVEN CHILLER | PLANT AIR COND. | 36 | 2 | 6 | 14 | 1
Energy Conservation (NREC) | Modernization (EEM) | AIR CONDITIONING | ENG. DRIVEN CHILLER | PROCESS COOLING GAS | 36 | 2 | 3 | 14 | 1
Energy Conservation (NREC) | Modernization (EEM) | AIR CONDITIONING | ENG. DRIVEN CHILLER | PROCESS COOLING-ELEC | 36 | 2 | 13 | 14 | 1
Energy Conservation (NREC) | Modernization (EEM) | AIR CONDITIONING | ENG. DRIVEN CHILLER | SPACE COND - GAS | 36 | 2 | 4 | 14 | 1
Energy Conservation (NREC) | Modernization (EEM) | AIR CONDITIONING | ENG. DRIVEN CHILLER | SPACE COND.-ELEC. | 36 | 2 | 14 | 14 | 1
Energy Conservation (NREC) | Modernization (EEM) | AIR CONDITIONING | ENG. DRIVEN CHILLER | STANDBY | 36 | 2 | 909 | 14 | 1
Energy Conservation (NREC) | Modernization (EEM) | AIR CONDITIONING | Heat Pump | A/C HUMAN COMFORT | 4 | 2 | 50 | 14 | 1
Energy Conservation (NREC) | Modernization (EEM) | AIR CONDITIONING | Heat Pump | COOL-HEAT HUM.COM.-E | 4 | 2 | 15 | 14 | 1
Energy Conservation (NREC) | Modernization (EEM) | AIR CONDITIONING | Heat Pump | COOL-HEAT HUM.COM.-G | 4 | 2 | 5 | 14 | 1
Energy Conservation (NREC) | Modernization (EEM) | AIR CONDITIONING | Heat Pump | ELEC-COOL GAS-HEAT | 4 | 2 | 16 | 14 | 1
Energy Conservation (NREC) | Modernization (EEM) | AIR CONDITIONING | Heat Pump | HOMEMADE | 4 | 2 | 999 | 14 | 1
Energy Conservation (NREC) | Modernization (EEM) | AIR CONDITIONING | Heat Pump | HUMAN COMFORT-ELEC. | 4 | 2 | 12 | 14 | 1
Energy Conservation (NREC) | Modernization (EEM) | AIR CONDITIONING | Heat Pump | OTHER | 4 | 2 | 1 | 14 | 1
Energy Conservation (NREC) | Modernization (EEM) | AIR CONDITIONING | Heat Pump | PLANT AIR COND. | 4 | 2 | 6 | 14 | 1
Energy Conservation (NREC) | Modernization (EEM) | AIR CONDITIONING | Heat Pump | PROCESS COOLING GAS | 4 | 2 | 3 | 14 | 1
Energy Conservation (NREC) | Modernization (EEM) | AIR CONDITIONING | Heat Pump | PROCESS COOLING-ELEC | 4 | 2 | 13 | 14 | 1
Energy Conservation (NREC) | Modernization (EEM) | AIR CONDITIONING | Heat Pump | SPACE COND - GAS | 4 | 2 | 4 | 14 | 1
Energy Conservation (NREC) | Modernization (EEM) | AIR CONDITIONING | Heat Pump | SPACE COND.-ELEC. | 4 | 2 | 14 | 14 | 1
Energy Conservation (NREC) | Modernization (EEM) | AIR CONDITIONING | Heat Pump | STANDBY | 4 | 2 | 909 | 14 | 1
Energy Conservation (NREC) | Modernization (EEM) | AIR CONDITIONING | HOMEMADE | A/C HUMAN COMFORT | 999 | 2 | 50 | 14 | 1
Energy Conservation (NREC) | Modernization (EEM) | AIR CONDITIONING | HOMEMADE | COOL-HEAT HUM.COM.-E | 999 | 2 | 15 | 14 | 1
Energy Conservation (NREC) | Modernization (EEM) | AIR CONDITIONING | HOMEMADE | COOL-HEAT HUM.COM.-G | 999 | 2 | 5 | 14 | 1
Energy Conservation (NREC) | Modernization (EEM) | AIR CONDITIONING | HOMEMADE | ELEC-COOL GAS-HEAT | 999 | 2 | 16 | 14 | 1
Energy Conservation (NREC) | Modernization (EEM) | AIR CONDITIONING | HOMEMADE | HOMEMADE | 999 | 2 | 999 | 14 | 1
Energy Conservation (NREC) | Modernization (EEM) | AIR CONDITIONING | HOMEMADE | HUMAN COMFORT-ELEC. | 999 | 2 | 12 | 14 | 1
Energy Conservation (NREC) | Modernization (EEM) | AIR CONDITIONING | HOMEMADE | OTHER | 999 | 2 | 1 | 14 | 1
Energy Conservation (NREC) | Modernization (EEM) | AIR CONDITIONING | HOMEMADE | PLANT AIR COND. | 999 | 2 | 6 | 14 | 1
Energy Conservation (NREC) | Modernization (EEM) | AIR CONDITIONING | HOMEMADE | PROCESS COOLING GAS | 999 | 2 | 3 | 14 | 1
Energy Conservation (NREC) | Modernization (EEM) | AIR CONDITIONING | HOMEMADE | PROCESS COOLING-ELEC | 999 | 2 | 13 | 14 | 1
Energy Conservation (NREC) | Modernization (EEM) | AIR CONDITIONING | HOMEMADE | SPACE COND - GAS | 999 | 2 | 4 | 14 | 1
Energy Conservation (NREC) | Modernization (EEM) | AIR CONDITIONING | HOMEMADE | SPACE COND.-ELEC. | 999 | 2 | 14 | 14 | 1
Energy Conservation (NREC) | Modernization (EEM) | AIR CONDITIONING | HOMEMADE | STANDBY | 999 | 2 | 909 | 14 | 1
Energy Conservation (NREC) | Modernization (EEM) | AIR CONDITIONING | HOT WTR FIR DBL ABSO | A/C HUMAN COMFORT | 32 | 2 | 50 | 14 | 1
Energy Conservation (NREC) | Modernization (EEM) | AIR CONDITIONING | HOT WTR FIR DBL ABSO | COOL-HEAT HUM.COM.-E | 32 | 2 | 15 | 14 | 1
Energy Conservation (NREC) | Modernization (EEM) | AIR CONDITIONING | HOT WTR FIR DBL ABSO | COOL-HEAT HUM.COM.-G | 32 | 2 | 5 | 14 | 1
Energy Conservation (NREC) | Modernization (EEM) | AIR CONDITIONING | HOT WTR FIR DBL ABSO | ELEC-COOL GAS-HEAT | 32 | 2 | 16 | 14 | 1
Energy Conservation (NREC) | Modernization (EEM) | AIR CONDITIONING | HOT WTR FIR DBL ABSO | HOMEMADE | 32 | 2 | 999 | 14 | 1
Energy Conservation (NREC) | Modernization (EEM) | AIR CONDITIONING | HOT WTR FIR DBL ABSO | HUMAN COMFORT-ELEC. | 32 | 2 | 12 | 14 | 1
Energy Conservation (NREC) | Modernization (EEM) | AIR CONDITIONING | HOT WTR FIR DBL ABSO | OTHER | 32 | 2 | 1 | 14 | 1
Energy Conservation (NREC) | Modernization (EEM) | AIR CONDITIONING | HOT WTR FIR DBL ABSO | PLANT AIR COND. | 32 | 2 | 6 | 14 | 1
Energy Conservation (NREC) | Modernization (EEM) | AIR CONDITIONING | HOT WTR FIR DBL ABSO | PROCESS COOLING GAS | 32 | 2 | 3 | 14 | 1
Energy Conservation (NREC) | Modernization (EEM) | AIR CONDITIONING | HOT WTR FIR DBL ABSO | PROCESS COOLING-ELEC | 32 | 2 | 13 | 14 | 1
Energy Conservation (NREC) | Modernization (EEM) | AIR CONDITIONING | HOT WTR FIR DBL ABSO | SPACE COND - GAS | 32 | 2 | 4 | 14 | 1
Energy Conservation (NREC) | Modernization (EEM) | AIR CONDITIONING | HOT WTR FIR DBL ABSO | SPACE COND.-ELEC. | 32 | 2 | 14 | 14 | 1
Energy Conservation (NREC) | Modernization (EEM) | AIR CONDITIONING | HOT WTR FIR DBL ABSO | STANDBY | 32 | 2 | 909 | 14 | 1
Energy Conservation (NREC) | Modernization (EEM) | AIR CONDITIONING | HOT WTR FIRE SGL ABS | A/C HUMAN COMFORT | 35 | 2 | 50 | 14 | 1
Energy Conservation (NREC) | Modernization (EEM) | AIR CONDITIONING | HOT WTR FIRE SGL ABS | COOL-HEAT HUM.COM.-E | 35 | 2 | 15 | 14 | 1
Energy Conservation (NREC) | Modernization (EEM) | AIR CONDITIONING | HOT WTR FIRE SGL ABS | COOL-HEAT HUM.COM.-G | 35 | 2 | 5 | 14 | 1
Energy Conservation (NREC) | Modernization (EEM) | AIR CONDITIONING | HOT WTR FIRE SGL ABS | ELEC-COOL GAS-HEAT | 35 | 2 | 16 | 14 | 1
Energy Conservation (NREC) | Modernization (EEM) | AIR CONDITIONING | HOT WTR FIRE SGL ABS | HOMEMADE | 35 | 2 | 999 | 14 | 1
Energy Conservation (NREC) | Modernization (EEM) | AIR CONDITIONING | HOT WTR FIRE SGL ABS | HUMAN COMFORT-ELEC. | 35 | 2 | 12 | 14 | 1
Energy Conservation (NREC) | Modernization (EEM) | AIR CONDITIONING | HOT WTR FIRE SGL ABS | OTHER | 35 | 2 | 1 | 14 | 1
Energy Conservation (NREC) | Modernization (EEM) | AIR CONDITIONING | HOT WTR FIRE SGL ABS | PLANT AIR COND. | 35 | 2 | 6 | 14 | 1
Energy Conservation (NREC) | Modernization (EEM) | AIR CONDITIONING | HOT WTR FIRE SGL ABS | PROCESS COOLING GAS | 35 | 2 | 3 | 14 | 1
Energy Conservation (NREC) | Modernization (EEM) | AIR CONDITIONING | HOT WTR FIRE SGL ABS | PROCESS COOLING-ELEC | 35 | 2 | 13 | 14 | 1
Energy Conservation (NREC) | Modernization (EEM) | AIR CONDITIONING | HOT WTR FIRE SGL ABS | SPACE COND - GAS | 35 | 2 | 4 | 14 | 1
Energy Conservation (NREC) | Modernization (EEM) | AIR CONDITIONING | HOT WTR FIRE SGL ABS | SPACE COND.-ELEC. | 35 | 2 | 14 | 14 | 1
Energy Conservation (NREC) | Modernization (EEM) | AIR CONDITIONING | HOT WTR FIRE SGL ABS | STANDBY | 35 | 2 | 909 | 14 | 1
Energy Conservation (NREC) | Modernization (EEM) | AIR CONDITIONING | LG TON SCREW COMPR | A/C HUMAN COMFORT | 37 | 2 | 50 | 14 | 1
Energy Conservation (NREC) | Modernization (EEM) | AIR CONDITIONING | LG TON SCREW COMPR | COOL-HEAT HUM.COM.-E | 37 | 2 | 15 | 14 | 1
Energy Conservation (NREC) | Modernization (EEM) | AIR CONDITIONING | LG TON SCREW COMPR | COOL-HEAT HUM.COM.-G | 37 | 2 | 5 | 14 | 1
Energy Conservation (NREC) | Modernization (EEM) | AIR CONDITIONING | LG TON SCREW COMPR | ELEC-COOL GAS-HEAT | 37 | 2 | 16 | 14 | 1
Energy Conservation (NREC) | Modernization (EEM) | AIR CONDITIONING | LG TON SCREW COMPR | HOMEMADE | 37 | 2 | 999 | 14 | 1
Energy Conservation (NREC) | Modernization (EEM) | AIR CONDITIONING | LG TON SCREW COMPR | HUMAN COMFORT-ELEC. | 37 | 2 | 12 | 14 | 1
Energy Conservation (NREC) | Modernization (EEM) | AIR CONDITIONING | LG TON SCREW COMPR | OTHER | 37 | 2 | 1 | 14 | 1
Energy Conservation (NREC) | Modernization (EEM) | AIR CONDITIONING | LG TON SCREW COMPR | PLANT AIR COND. | 37 | 2 | 6 | 14 | 1
Energy Conservation (NREC) | Modernization (EEM) | AIR CONDITIONING | LG TON SCREW COMPR | PROCESS COOLING GAS | 37 | 2 | 3 | 14 | 1
Energy Conservation (NREC) | Modernization (EEM) | AIR CONDITIONING | LG TON SCREW COMPR | PROCESS COOLING-ELEC | 37 | 2 | 13 | 14 | 1
Energy Conservation (NREC) | Modernization (EEM) | AIR CONDITIONING | LG TON SCREW COMPR | SPACE COND - GAS | 37 | 2 | 4 | 14 | 1
Energy Conservation (NREC) | Modernization (EEM) | AIR CONDITIONING | LG TON SCREW COMPR | SPACE COND.-ELEC. | 37 | 2 | 14 | 14 | 1
Energy Conservation (NREC) | Modernization (EEM) | AIR CONDITIONING | LG TON SCREW COMPR | STANDBY | 37 | 2 | 909 | 14 | 1
Energy Conservation (NREC) | Modernization (EEM) | AIR CONDITIONING | Lrge.Ton.Cent.Comp. | A/C HUMAN COMFORT | 6 | 2 | 50 | 14 | 1
Energy Conservation (NREC) | Modernization (EEM) | AIR CONDITIONING | Lrge.Ton.Cent.Comp. | COOL-HEAT HUM.COM.-E | 6 | 2 | 15 | 14 | 1
Energy Conservation (NREC) | Modernization (EEM) | AIR CONDITIONING | Lrge.Ton.Cent.Comp. | COOL-HEAT HUM.COM.-G | 6 | 2 | 5 | 14 | 1
Energy Conservation (NREC) | Modernization (EEM) | AIR CONDITIONING | Lrge.Ton.Cent.Comp. | ELEC-COOL GAS-HEAT | 6 | 2 | 16 | 14 | 1
Energy Conservation (NREC) | Modernization (EEM) | AIR CONDITIONING | Lrge.Ton.Cent.Comp. | HOMEMADE | 6 | 2 | 999 | 14 | 1
Energy Conservation (NREC) | Modernization (EEM) | AIR CONDITIONING | Lrge.Ton.Cent.Comp. | HUMAN COMFORT-ELEC. | 6 | 2 | 12 | 14 | 1
Energy Conservation (NREC) | Modernization (EEM) | AIR CONDITIONING | Lrge.Ton.Cent.Comp. | OTHER | 6 | 2 | 1 | 14 | 1
Energy Conservation (NREC) | Modernization (EEM) | AIR CONDITIONING | Lrge.Ton.Cent.Comp. | PLANT AIR COND. | 6 | 2 | 6 | 14 | 1
Energy Conservation (NREC) | Modernization (EEM) | AIR CONDITIONING | Lrge.Ton.Cent.Comp. | PROCESS COOLING GAS | 6 | 2 | 3 | 14 | 1
Energy Conservation (NREC) | Modernization (EEM) | AIR CONDITIONING | Lrge.Ton.Cent.Comp. | PROCESS COOLING-ELEC | 6 | 2 | 13 | 14 | 1
Energy Conservation (NREC) | Modernization (EEM) | AIR CONDITIONING | Lrge.Ton.Cent.Comp. | SPACE COND - GAS | 6 | 2 | 4 | 14 | 1
Energy Conservation (NREC) | Modernization (EEM) | AIR CONDITIONING | Lrge.Ton.Cent.Comp. | SPACE COND.-ELEC. | 6 | 2 | 14 | 14 | 1
Energy Conservation (NREC) | Modernization (EEM) | AIR CONDITIONING | Lrge.Ton.Cent.Comp. | STANDBY | 6 | 2 | 909 | 14 | 1
Energy Conservation (NREC) | Modernization (EEM) | AIR CONDITIONING | Lrge.Ton.Recp.Comp. | A/C HUMAN COMFORT | 7 | 2 | 50 | 14 | 1
Energy Conservation (NREC) | Modernization (EEM) | AIR CONDITIONING | Lrge.Ton.Recp.Comp. | COOL-HEAT HUM.COM.-E | 7 | 2 | 15 | 14 | 1
Energy Conservation (NREC) | Modernization (EEM) | AIR CONDITIONING | Lrge.Ton.Recp.Comp. | COOL-HEAT HUM.COM.-G | 7 | 2 | 5 | 14 | 1
Energy Conservation (NREC) | Modernization (EEM) | AIR CONDITIONING | Lrge.Ton.Recp.Comp. | ELEC-COOL GAS-HEAT | 7 | 2 | 16 | 14 | 1
Energy Conservation (NREC) | Modernization (EEM) | AIR CONDITIONING | Lrge.Ton.Recp.Comp. | HOMEMADE | 7 | 2 | 999 | 14 | 1
Energy Conservation (NREC) | Modernization (EEM) | AIR CONDITIONING | Lrge.Ton.Recp.Comp. | HUMAN COMFORT-ELEC. | 7 | 2 | 12 | 14 | 1
Energy Conservation (NREC) | Modernization (EEM) | AIR CONDITIONING | Lrge.Ton.Recp.Comp. | OTHER | 7 | 2 | 1 | 14 | 1
Energy Conservation (NREC) | Modernization (EEM) | AIR CONDITIONING | Lrge.Ton.Recp.Comp. | PLANT AIR COND. | 7 | 2 | 6 | 14 | 1
Energy Conservation (NREC) | Modernization (EEM) | AIR CONDITIONING | Lrge.Ton.Recp.Comp. | PROCESS COOLING GAS | 7 | 2 | 3 | 14 | 1
Energy Conservation (NREC) | Modernization (EEM) | AIR CONDITIONING | Lrge.Ton.Recp.Comp. | PROCESS COOLING-ELEC | 7 | 2 | 13 | 14 | 1
Energy Conservation (NREC) | Modernization (EEM) | AIR CONDITIONING | Lrge.Ton.Recp.Comp. | SPACE COND - GAS | 7 | 2 | 4 | 14 | 1
Energy Conservation (NREC) | Modernization (EEM) | AIR CONDITIONING | Lrge.Ton.Recp.Comp. | SPACE COND.-ELEC. | 7 | 2 | 14 | 14 | 1
Energy Conservation (NREC) | Modernization (EEM) | AIR CONDITIONING | Lrge.Ton.Recp.Comp. | STANDBY | 7 | 2 | 909 | 14 | 1
Energy Conservation (NREC) | Modernization (EEM) | AIR CONDITIONING | Other | A/C HUMAN COMFORT | 1 | 2 | 50 | 14 | 1
Energy Conservation (NREC) | Modernization (EEM) | AIR CONDITIONING | Other | COOL-HEAT HUM.COM.-E | 1 | 2 | 15 | 14 | 1
Energy Conservation (NREC) | Modernization (EEM) | AIR CONDITIONING | Other | COOL-HEAT HUM.COM.-G | 1 | 2 | 5 | 14 | 1
Energy Conservation (NREC) | Modernization (EEM) | AIR CONDITIONING | Other | ELEC-COOL GAS-HEAT | 1 | 2 | 16 | 14 | 1
Energy Conservation (NREC) | Modernization (EEM) | AIR CONDITIONING | Other | HOMEMADE | 1 | 2 | 999 | 14 | 1
Energy Conservation (NREC) | Modernization (EEM) | AIR CONDITIONING | Other | HUMAN COMFORT-ELEC. | 1 | 2 | 12 | 14 | 1
Energy Conservation (NREC) | Modernization (EEM) | AIR CONDITIONING | Other | OTHER | 1 | 2 | 1 | 14 | 1
Energy Conservation (NREC) | Modernization (EEM) | AIR CONDITIONING | Other | PLANT AIR COND. | 1 | 2 | 6 | 14 | 1
Energy Conservation (NREC) | Modernization (EEM) | AIR CONDITIONING | Other | PROCESS COOLING GAS | 1 | 2 | 3 | 14 | 1
Energy Conservation (NREC) | Modernization (EEM) | AIR CONDITIONING | Other | PROCESS COOLING-ELEC | 1 | 2 | 13 | 14 | 1
Energy Conservation (NREC) | Modernization (EEM) | AIR CONDITIONING | Other | SPACE COND - GAS | 1 | 2 | 4 | 14 | 1
Energy Conservation (NREC) | Modernization (EEM) | AIR CONDITIONING | Other | SPACE COND.-ELEC. | 1 | 2 | 14 | 14 | 1
Energy Conservation (NREC) | Modernization (EEM) | AIR CONDITIONING | Other | STANDBY | 1 | 2 | 909 | 14 | 1
Energy Conservation (NREC) | Modernization (EEM) | AIR CONDITIONING | Package | A/C HUMAN COMFORT | 3 | 2 | 50 | 14 | 1
Energy Conservation (NREC) | Modernization (EEM) | AIR CONDITIONING | Package | COOL-HEAT HUM.COM.-E | 3 | 2 | 15 | 14 | 1
Energy Conservation (NREC) | Modernization (EEM) | AIR CONDITIONING | Package | COOL-HEAT HUM.COM.-G | 3 | 2 | 5 | 14 | 1
Energy Conservation (NREC) | Modernization (EEM) | AIR CONDITIONING | Package | ELEC-COOL GAS-HEAT | 3 | 2 | 16 | 14 | 1
Energy Conservation (NREC) | Modernization (EEM) | AIR CONDITIONING | Package | HOMEMADE | 3 | 2 | 999 | 14 | 1
Energy Conservation (NREC) | Modernization (EEM) | AIR CONDITIONING | Package | HUMAN COMFORT-ELEC. | 3 | 2 | 12 | 14 | 1
Energy Conservation (NREC) | Modernization (EEM) | AIR CONDITIONING | Package | OTHER | 3 | 2 | 1 | 14 | 1
Energy Conservation (NREC) | Modernization (EEM) | AIR CONDITIONING | Package | PLANT AIR COND. | 3 | 2 | 6 | 14 | 1
Energy Conservation (NREC) | Modernization (EEM) | AIR CONDITIONING | Package | PROCESS COOLING GAS | 3 | 2 | 3 | 14 | 1
Energy Conservation (NREC) | Modernization (EEM) | AIR CONDITIONING | Package | PROCESS COOLING-ELEC | 3 | 2 | 13 | 14 | 1
Energy Conservation (NREC) | Modernization (EEM) | AIR CONDITIONING | Package | SPACE COND - GAS | 3 | 2 | 4 | 14 | 1
Energy Conservation (NREC) | Modernization (EEM) | AIR CONDITIONING | Package | SPACE COND.-ELEC. | 3 | 2 | 14 | 14 | 1
Energy Conservation (NREC) | Modernization (EEM) | AIR CONDITIONING | Package | STANDBY | 3 | 2 | 909 | 14 | 1
Energy Conservation (NREC) | Modernization (EEM) | AIR CONDITIONING | STANDBY | A/C HUMAN COMFORT | 909 | 2 | 50 | 14 | 1
Energy Conservation (NREC) | Modernization (EEM) | AIR CONDITIONING | STANDBY | COOL-HEAT HUM.COM.-E | 909 | 2 | 15 | 14 | 1
Energy Conservation (NREC) | Modernization (EEM) | AIR CONDITIONING | STANDBY | COOL-HEAT HUM.COM.-G | 909 | 2 | 5 | 14 | 1
Energy Conservation (NREC) | Modernization (EEM) | AIR CONDITIONING | STANDBY | ELEC-COOL GAS-HEAT | 909 | 2 | 16 | 14 | 1
Energy Conservation (NREC) | Modernization (EEM) | AIR CONDITIONING | STANDBY | HOMEMADE | 909 | 2 | 999 | 14 | 1
Energy Conservation (NREC) | Modernization (EEM) | AIR CONDITIONING | STANDBY | HUMAN COMFORT-ELEC. | 909 | 2 | 12 | 14 | 1
Energy Conservation (NREC) | Modernization (EEM) | AIR CONDITIONING | STANDBY | OTHER | 909 | 2 | 1 | 14 | 1
Energy Conservation (NREC) | Modernization (EEM) | AIR CONDITIONING | STANDBY | PLANT AIR COND. | 909 | 2 | 6 | 14 | 1
Energy Conservation (NREC) | Modernization (EEM) | AIR CONDITIONING | STANDBY | PROCESS COOLING GAS | 909 | 2 | 3 | 14 | 1
Energy Conservation (NREC) | Modernization (EEM) | AIR CONDITIONING | STANDBY | PROCESS COOLING-ELEC | 909 | 2 | 13 | 14 | 1
Energy Conservation (NREC) | Modernization (EEM) | AIR CONDITIONING | STANDBY | SPACE COND - GAS | 909 | 2 | 4 | 14 | 1
Energy Conservation (NREC) | Modernization (EEM) | AIR CONDITIONING | STANDBY | SPACE COND.-ELEC. | 909 | 2 | 14 | 14 | 1
Energy Conservation (NREC) | Modernization (EEM) | AIR CONDITIONING | STANDBY | STANDBY | 909 | 2 | 909 | 14 | 1
Energy Conservation (NREC) | Modernization (EEM) | AIR CONDITIONING | STEAM FIR SGL ABSOR | A/C HUMAN COMFORT | 34 | 2 | 50 | 14 | 1
Energy Conservation (NREC) | Modernization (EEM) | AIR CONDITIONING | STEAM FIR SGL ABSOR | COOL-HEAT HUM.COM.-E | 34 | 2 | 15 | 14 | 1
Energy Conservation (NREC) | Modernization (EEM) | AIR CONDITIONING | STEAM FIR SGL ABSOR | COOL-HEAT HUM.COM.-G | 34 | 2 | 5 | 14 | 1
Energy Conservation (NREC) | Modernization (EEM) | AIR CONDITIONING | STEAM FIR SGL ABSOR | ELEC-COOL GAS-HEAT | 34 | 2 | 16 | 14 | 1
Energy Conservation (NREC) | Modernization (EEM) | AIR CONDITIONING | STEAM FIR SGL ABSOR | HOMEMADE | 34 | 2 | 999 | 14 | 1
Energy Conservation (NREC) | Modernization (EEM) | AIR CONDITIONING | STEAM FIR SGL ABSOR | HUMAN COMFORT-ELEC. | 34 | 2 | 12 | 14 | 1
Energy Conservation (NREC) | Modernization (EEM) | AIR CONDITIONING | STEAM FIR SGL ABSOR | OTHER | 34 | 2 | 1 | 14 | 1
Energy Conservation (NREC) | Modernization (EEM) | AIR CONDITIONING | STEAM FIR SGL ABSOR | PLANT AIR COND. | 34 | 2 | 6 | 14 | 1
Energy Conservation (NREC) | Modernization (EEM) | AIR CONDITIONING | STEAM FIR SGL ABSOR | PROCESS COOLING GAS | 34 | 2 | 3 | 14 | 1
Energy Conservation (NREC) | Modernization (EEM) | AIR CONDITIONING | STEAM FIR SGL ABSOR | PROCESS COOLING-ELEC | 34 | 2 | 13 | 14 | 1
Energy Conservation (NREC) | Modernization (EEM) | AIR CONDITIONING | STEAM FIR SGL ABSOR | SPACE COND - GAS | 34 | 2 | 4 | 14 | 1
Energy Conservation (NREC) | Modernization (EEM) | AIR CONDITIONING | STEAM FIR SGL ABSOR | SPACE COND.-ELEC. | 34 | 2 | 14 | 14 | 1
Energy Conservation (NREC) | Modernization (EEM) | AIR CONDITIONING | STEAM FIR SGL ABSOR | STANDBY | 34 | 2 | 909 | 14 | 1
Energy Conservation (NREC) | Modernization (EEM) | AIR CONDITIONING | STM FIRE DBL ABSORP | A/C HUMAN COMFORT | 31 | 2 | 50 | 14 | 1
Energy Conservation (NREC) | Modernization (EEM) | AIR CONDITIONING | STM FIRE DBL ABSORP | COOL-HEAT HUM.COM.-E | 31 | 2 | 15 | 14 | 1
Energy Conservation (NREC) | Modernization (EEM) | AIR CONDITIONING | STM FIRE DBL ABSORP | COOL-HEAT HUM.COM.-G | 31 | 2 | 5 | 14 | 1
Energy Conservation (NREC) | Modernization (EEM) | AIR CONDITIONING | STM FIRE DBL ABSORP | ELEC-COOL GAS-HEAT | 31 | 2 | 16 | 14 | 1
Energy Conservation (NREC) | Modernization (EEM) | AIR CONDITIONING | STM FIRE DBL ABSORP | HOMEMADE | 31 | 2 | 999 | 14 | 1
Energy Conservation (NREC) | Modernization (EEM) | AIR CONDITIONING | STM FIRE DBL ABSORP | HUMAN COMFORT-ELEC. | 31 | 2 | 12 | 14 | 1
Energy Conservation (NREC) | Modernization (EEM) | AIR CONDITIONING | STM FIRE DBL ABSORP | OTHER | 31 | 2 | 1 | 14 | 1
Energy Conservation (NREC) | Modernization (EEM) | AIR CONDITIONING | STM FIRE DBL ABSORP | PLANT AIR COND. | 31 | 2 | 6 | 14 | 1
Energy Conservation (NREC) | Modernization (EEM) | AIR CONDITIONING | STM FIRE DBL ABSORP | PROCESS COOLING GAS | 31 | 2 | 3 | 14 | 1
Energy Conservation (NREC) | Modernization (EEM) | AIR CONDITIONING | STM FIRE DBL ABSORP | PROCESS COOLING-ELEC | 31 | 2 | 13 | 14 | 1
Energy Conservation (NREC) | Modernization (EEM) | AIR CONDITIONING | STM FIRE DBL ABSORP | SPACE COND - GAS | 31 | 2 | 4 | 14 | 1
Energy Conservation (NREC) | Modernization (EEM) | AIR CONDITIONING | STM FIRE DBL ABSORP | SPACE COND.-ELEC. | 31 | 2 | 14 | 14 | 1
Energy Conservation (NREC) | Modernization (EEM) | AIR CONDITIONING | STM FIRE DBL ABSORP | STANDBY | 31 | 2 | 909 | 14 | 1
Energy Conservation (NREC) | Modernization (EEM) | AIR CONDITIONING | UNKNOWN | A/C HUMAN COMFORT | 99 | 2 | 50 | 14 | 1
Energy Conservation (NREC) | Modernization (EEM) | AIR CONDITIONING | UNKNOWN | COOL-HEAT HUM.COM.-E | 99 | 2 | 15 | 14 | 1
Energy Conservation (NREC) | Modernization (EEM) | AIR CONDITIONING | UNKNOWN | COOL-HEAT HUM.COM.-G | 99 | 2 | 5 | 14 | 1
Energy Conservation (NREC) | Modernization (EEM) | AIR CONDITIONING | UNKNOWN | ELEC-COOL GAS-HEAT | 99 | 2 | 16 | 14 | 1
Energy Conservation (NREC) | Modernization (EEM) | AIR CONDITIONING | UNKNOWN | HOMEMADE | 99 | 2 | 999 | 14 | 1
Energy Conservation (NREC) | Modernization (EEM) | AIR CONDITIONING | UNKNOWN | HUMAN COMFORT-ELEC. | 99 | 2 | 12 | 14 | 1
Energy Conservation (NREC) | Modernization (EEM) | AIR CONDITIONING | UNKNOWN | OTHER | 99 | 2 | 1 | 14 | 1
Energy Conservation (NREC) | Modernization (EEM) | AIR CONDITIONING | UNKNOWN | PLANT AIR COND. | 99 | 2 | 6 | 14 | 1
Energy Conservation (NREC) | Modernization (EEM) | AIR CONDITIONING | UNKNOWN | PROCESS COOLING GAS | 99 | 2 | 3 | 14 | 1
Energy Conservation (NREC) | Modernization (EEM) | AIR CONDITIONING | UNKNOWN | PROCESS COOLING-ELEC | 99 | 2 | 13 | 14 | 1
Energy Conservation (NREC) | Modernization (EEM) | AIR CONDITIONING | UNKNOWN | SPACE COND - GAS | 99 | 2 | 4 | 14 | 1
Energy Conservation (NREC) | Modernization (EEM) | AIR CONDITIONING | UNKNOWN | SPACE COND.-ELEC. | 99 | 2 | 14 | 14 | 1
Energy Conservation (NREC) | Modernization (EEM) | AIR CONDITIONING | UNKNOWN | STANDBY | 99 | 2 | 909 | 14 | 1
Energy Conservation (NREC) | Modernization (EEM) | AIR CONDITIONING | WASTE HEAT FIRE ABSO | A/C HUMAN COMFORT | 33 | 2 | 50 | 14 | 1
Energy Conservation (NREC) | Modernization (EEM) | AIR CONDITIONING | WASTE HEAT FIRE ABSO | COOL-HEAT HUM.COM.-E | 33 | 2 | 15 | 14 | 1
Energy Conservation (NREC) | Modernization (EEM) | AIR CONDITIONING | WASTE HEAT FIRE ABSO | COOL-HEAT HUM.COM.-G | 33 | 2 | 5 | 14 | 1
Energy Conservation (NREC) | Modernization (EEM) | AIR CONDITIONING | WASTE HEAT FIRE ABSO | ELEC-COOL GAS-HEAT | 33 | 2 | 16 | 14 | 1
Energy Conservation (NREC) | Modernization (EEM) | AIR CONDITIONING | WASTE HEAT FIRE ABSO | HOMEMADE | 33 | 2 | 999 | 14 | 1
Energy Conservation (NREC) | Modernization (EEM) | AIR CONDITIONING | WASTE HEAT FIRE ABSO | HUMAN COMFORT-ELEC. | 33 | 2 | 12 | 14 | 1
Energy Conservation (NREC) | Modernization (EEM) | AIR CONDITIONING | WASTE HEAT FIRE ABSO | OTHER | 33 | 2 | 1 | 14 | 1
Energy Conservation (NREC) | Modernization (EEM) | AIR CONDITIONING | WASTE HEAT FIRE ABSO | PLANT AIR COND. | 33 | 2 | 6 | 14 | 1
Energy Conservation (NREC) | Modernization (EEM) | AIR CONDITIONING | WASTE HEAT FIRE ABSO | PROCESS COOLING GAS | 33 | 2 | 3 | 14 | 1
Energy Conservation (NREC) | Modernization (EEM) | AIR CONDITIONING | WASTE HEAT FIRE ABSO | PROCESS COOLING-ELEC | 33 | 2 | 13 | 14 | 1
Energy Conservation (NREC) | Modernization (EEM) | AIR CONDITIONING | WASTE HEAT FIRE ABSO | SPACE COND - GAS | 33 | 2 | 4 | 14 | 1
Energy Conservation (NREC) | Modernization (EEM) | AIR CONDITIONING | WASTE HEAT FIRE ABSO | SPACE COND.-ELEC. | 33 | 2 | 14 | 14 | 1
Energy Conservation (NREC) | Modernization (EEM) | AIR CONDITIONING | WASTE HEAT FIRE ABSO | STANDBY | 33 | 2 | 909 | 14 | 1
Energy Conservation (NREC) | Modernization (EEM) | BOILER | BOTTLE HEATER | A/C HUMAN COMFORT | 55 | 4 | 50 | 14 | 1
Energy Conservation (NREC) | Modernization (EEM) | BOILER | BOTTLE HEATER | HEATING HUMAN COM. | 55 | 4 | 51 | 14 | 1
Energy Conservation (NREC) | Modernization (EEM) | BOILER | BOTTLE HEATER | HEATING OIL | 55 | 4 | 61 | 14 | 1
Energy Conservation (NREC) | Modernization (EEM) | BOILER | BOTTLE HEATER | HOT WATER-CLEANING | 55 | 4 | 52 | 14 | 1
Energy Conservation (NREC) | Modernization (EEM) | BOILER | BOTTLE HEATER | HOT WATER-PROCESS | 55 | 4 | 54 | 14 | 1
Energy Conservation (NREC) | Modernization (EEM) | BOILER | BOTTLE HEATER | HOT WTR.-COMF. & CLN | 55 | 4 | 55 | 14 | 1
Energy Conservation (NREC) | Modernization (EEM) | BOILER | BOTTLE HEATER | MULTI-USE | 55 | 4 | 58 | 14 | 1
Energy Conservation (NREC) | Modernization (EEM) | BOILER | BOTTLE HEATER | POWER GENERATION | 55 | 4 | 60 | 14 | 1
Energy Conservation (NREC) | Modernization (EEM) | BOILER | BOTTLE HEATER | PROCESS COOLING GAS | 55 | 4 | 3 | 14 | 1
Energy Conservation (NREC) | Modernization (EEM) | BOILER | BOTTLE HEATER | PROCESS STEAM | 55 | 4 | 56 | 14 | 1
Energy Conservation (NREC) | Modernization (EEM) | BOILER | BOTTLE HEATER | STEAM FLOODING | 55 | 4 | 59 | 14 | 1
Energy Conservation (NREC) | Modernization (EEM) | BOILER | BOTTLE HEATER | STEAM-CLEANING | 55 | 4 | 57 | 14 | 1
Energy Conservation (NREC) | Modernization (EEM) | BOILER | BOTTLE HEATER | SWIM POOL HT. GAS | 55 | 4 | 267 | 14 | 1
Energy Conservation (NREC) | Modernization (EEM) | BOILER | CAST IRON SECTIONAL | A/C HUMAN COMFORT | 40 | 4 | 50 | 14 | 1
Energy Conservation (NREC) | Modernization (EEM) | BOILER | CAST IRON SECTIONAL | HEATING HUMAN COM. | 40 | 4 | 51 | 14 | 1
Energy Conservation (NREC) | Modernization (EEM) | BOILER | CAST IRON SECTIONAL | HEATING OIL | 40 | 4 | 61 | 14 | 1
Energy Conservation (NREC) | Modernization (EEM) | BOILER | CAST IRON SECTIONAL | HOT WATER-CLEANING | 40 | 4 | 52 | 14 | 1
Energy Conservation (NREC) | Modernization (EEM) | BOILER | CAST IRON SECTIONAL | HOT WATER-PROCESS | 40 | 4 | 54 | 14 | 1
Energy Conservation (NREC) | Modernization (EEM) | BOILER | CAST IRON SECTIONAL | HOT WTR.-COMF. & CLN | 40 | 4 | 55 | 14 | 1
Energy Conservation (NREC) | Modernization (EEM) | BOILER | CAST IRON SECTIONAL | MULTI-USE | 40 | 4 | 58 | 14 | 1
Energy Conservation (NREC) | Modernization (EEM) | BOILER | CAST IRON SECTIONAL | POWER GENERATION | 40 | 4 | 60 | 14 | 1
Energy Conservation (NREC) | Modernization (EEM) | BOILER | CAST IRON SECTIONAL | PROCESS COOLING GAS | 40 | 4 | 3 | 14 | 1
Energy Conservation (NREC) | Modernization (EEM) | BOILER | CAST IRON SECTIONAL | PROCESS STEAM | 40 | 4 | 56 | 14 | 1
Energy Conservation (NREC) | Modernization (EEM) | BOILER | CAST IRON SECTIONAL | STEAM FLOODING | 40 | 4 | 59 | 14 | 1
Energy Conservation (NREC) | Modernization (EEM) | BOILER | CAST IRON SECTIONAL | STEAM-CLEANING | 40 | 4 | 57 | 14 | 1
Energy Conservation (NREC) | Modernization (EEM) | BOILER | CAST IRON SECTIONAL | SWIM POOL HT. GAS | 40 | 4 | 267 | 14 | 1
Energy Conservation (NREC) | Modernization (EEM) | BOILER | FIRE TUBE 3 PASS | A/C HUMAN COMFORT | 52 | 4 | 50 | 14 | 1
Energy Conservation (NREC) | Modernization (EEM) | BOILER | FIRE TUBE 3 PASS | HEATING HUMAN COM. | 52 | 4 | 51 | 14 | 1
Energy Conservation (NREC) | Modernization (EEM) | BOILER | FIRE TUBE 3 PASS | HEATING OIL | 52 | 4 | 61 | 14 | 1
Energy Conservation (NREC) | Modernization (EEM) | BOILER | FIRE TUBE 3 PASS | HOT WATER-CLEANING | 52 | 4 | 52 | 14 | 1
Energy Conservation (NREC) | Modernization (EEM) | BOILER | FIRE TUBE 3 PASS | HOT WATER-PROCESS | 52 | 4 | 54 | 14 | 1
Energy Conservation (NREC) | Modernization (EEM) | BOILER | FIRE TUBE 3 PASS | HOT WTR.-COMF. & CLN | 52 | 4 | 55 | 14 | 1
Energy Conservation (NREC) | Modernization (EEM) | BOILER | FIRE TUBE 3 PASS | MULTI-USE | 52 | 4 | 58 | 14 | 1
Energy Conservation (NREC) | Modernization (EEM) | BOILER | FIRE TUBE 3 PASS | POWER GENERATION | 52 | 4 | 60 | 14 | 1
Energy Conservation (NREC) | Modernization (EEM) | BOILER | FIRE TUBE 3 PASS | PROCESS COOLING GAS | 52 | 4 | 3 | 14 | 1
Energy Conservation (NREC) | Modernization (EEM) | BOILER | FIRE TUBE 3 PASS | PROCESS STEAM | 52 | 4 | 56 | 14 | 1
Energy Conservation (NREC) | Modernization (EEM) | BOILER | FIRE TUBE 3 PASS | STEAM FLOODING | 52 | 4 | 59 | 14 | 1
Energy Conservation (NREC) | Modernization (EEM) | BOILER | FIRE TUBE 3 PASS | STEAM-CLEANING | 52 | 4 | 57 | 14 | 1
Energy Conservation (NREC) | Modernization (EEM) | BOILER | FIRE TUBE 3 PASS | SWIM POOL HT. GAS | 52 | 4 | 267 | 14 | 1
Energy Conservation (NREC) | Modernization (EEM) | BOILER | FIRE TUBE 4 PASS | A/C HUMAN COMFORT | 53 | 4 | 50 | 14 | 1
Energy Conservation (NREC) | Modernization (EEM) | BOILER | FIRE TUBE 4 PASS | HEATING HUMAN COM. | 53 | 4 | 51 | 14 | 1
Energy Conservation (NREC) | Modernization (EEM) | BOILER | FIRE TUBE 4 PASS | HEATING OIL | 53 | 4 | 61 | 14 | 1
Energy Conservation (NREC) | Modernization (EEM) | BOILER | FIRE TUBE 4 PASS | HOT WATER-CLEANING | 53 | 4 | 52 | 14 | 1
Energy Conservation (NREC) | Modernization (EEM) | BOILER | FIRE TUBE 4 PASS | HOT WATER-PROCESS | 53 | 4 | 54 | 14 | 1
Energy Conservation (NREC) | Modernization (EEM) | BOILER | FIRE TUBE 4 PASS | HOT WTR.-COMF. & CLN | 53 | 4 | 55 | 14 | 1
Energy Conservation (NREC) | Modernization (EEM) | BOILER | FIRE TUBE 4 PASS | MULTI-USE | 53 | 4 | 58 | 14 | 1
Energy Conservation (NREC) | Modernization (EEM) | BOILER | FIRE TUBE 4 PASS | POWER GENERATION | 53 | 4 | 60 | 14 | 1
Energy Conservation (NREC) | Modernization (EEM) | BOILER | FIRE TUBE 4 PASS | PROCESS COOLING GAS | 53 | 4 | 3 | 14 | 1
Energy Conservation (NREC) | Modernization (EEM) | BOILER | FIRE TUBE 4 PASS | PROCESS STEAM | 53 | 4 | 56 | 14 | 1
Energy Conservation (NREC) | Modernization (EEM) | BOILER | FIRE TUBE 4 PASS | STEAM FLOODING | 53 | 4 | 59 | 14 | 1
Energy Conservation (NREC) | Modernization (EEM) | BOILER | FIRE TUBE 4 PASS | STEAM-CLEANING | 53 | 4 | 57 | 14 | 1
Energy Conservation (NREC) | Modernization (EEM) | BOILER | FIRE TUBE 4 PASS | SWIM POOL HT. GAS | 53 | 4 | 267 | 14 | 1
Energy Conservation (NREC) | Modernization (EEM) | BOILER | FIRE TUBE HRT | A/C HUMAN COMFORT | 41 | 4 | 50 | 14 | 1
Energy Conservation (NREC) | Modernization (EEM) | BOILER | FIRE TUBE HRT | HEATING HUMAN COM. | 41 | 4 | 51 | 14 | 1
Energy Conservation (NREC) | Modernization (EEM) | BOILER | FIRE TUBE HRT | HEATING OIL | 41 | 4 | 61 | 14 | 1
Energy Conservation (NREC) | Modernization (EEM) | BOILER | FIRE TUBE HRT | HOT WATER-CLEANING | 41 | 4 | 52 | 14 | 1
Energy Conservation (NREC) | Modernization (EEM) | BOILER | FIRE TUBE HRT | HOT WATER-PROCESS | 41 | 4 | 54 | 14 | 1
Energy Conservation (NREC) | Modernization (EEM) | BOILER | FIRE TUBE HRT | HOT WTR.-COMF. & CLN | 41 | 4 | 55 | 14 | 1
Energy Conservation (NREC) | Modernization (EEM) | BOILER | FIRE TUBE HRT | MULTI-USE | 41 | 4 | 58 | 14 | 1
Energy Conservation (NREC) | Modernization (EEM) | BOILER | FIRE TUBE HRT | POWER GENERATION | 41 | 4 | 60 | 14 | 1
Energy Conservation (NREC) | Modernization (EEM) | BOILER | FIRE TUBE HRT | PROCESS COOLING GAS | 41 | 4 | 3 | 14 | 1
Energy Conservation (NREC) | Modernization (EEM) | BOILER | FIRE TUBE HRT | PROCESS STEAM | 41 | 4 | 56 | 14 | 1
Energy Conservation (NREC) | Modernization (EEM) | BOILER | FIRE TUBE HRT | STEAM FLOODING | 41 | 4 | 59 | 14 | 1
Energy Conservation (NREC) | Modernization (EEM) | BOILER | FIRE TUBE HRT | STEAM-CLEANING | 41 | 4 | 57 | 14 | 1
Energy Conservation (NREC) | Modernization (EEM) | BOILER | FIRE TUBE HRT | SWIM POOL HT. GAS | 41 | 4 | 267 | 14 | 1
Energy Conservation (NREC) | Modernization (EEM) | BOILER | FIRE TUBE LOCOMOTIVE | A/C HUMAN COMFORT | 42 | 4 | 50 | 14 | 1
Energy Conservation (NREC) | Modernization (EEM) | BOILER | FIRE TUBE LOCOMOTIVE | HEATING HUMAN COM. | 42 | 4 | 51 | 14 | 1
Energy Conservation (NREC) | Modernization (EEM) | BOILER | FIRE TUBE LOCOMOTIVE | HEATING OIL | 42 | 4 | 61 | 14 | 1
Energy Conservation (NREC) | Modernization (EEM) | BOILER | FIRE TUBE LOCOMOTIVE | HOT WATER-CLEANING | 42 | 4 | 52 | 14 | 1
Energy Conservation (NREC) | Modernization (EEM) | BOILER | FIRE TUBE LOCOMOTIVE | HOT WATER-PROCESS | 42 | 4 | 54 | 14 | 1
Energy Conservation (NREC) | Modernization (EEM) | BOILER | FIRE TUBE LOCOMOTIVE | HOT WTR.-COMF. & CLN | 42 | 4 | 55 | 14 | 1
Energy Conservation (NREC) | Modernization (EEM) | BOILER | FIRE TUBE LOCOMOTIVE | MULTI-USE | 42 | 4 | 58 | 14 | 1
Energy Conservation (NREC) | Modernization (EEM) | BOILER | FIRE TUBE LOCOMOTIVE | POWER GENERATION | 42 | 4 | 60 | 14 | 1
Energy Conservation (NREC) | Modernization (EEM) | BOILER | FIRE TUBE LOCOMOTIVE | PROCESS COOLING GAS | 42 | 4 | 3 | 14 | 1
Energy Conservation (NREC) | Modernization (EEM) | BOILER | FIRE TUBE LOCOMOTIVE | PROCESS STEAM | 42 | 4 | 56 | 14 | 1
Energy Conservation (NREC) | Modernization (EEM) | BOILER | FIRE TUBE LOCOMOTIVE | STEAM FLOODING | 42 | 4 | 59 | 14 | 1
Energy Conservation (NREC) | Modernization (EEM) | BOILER | FIRE TUBE LOCOMOTIVE | STEAM-CLEANING | 42 | 4 | 57 | 14 | 1
Energy Conservation (NREC) | Modernization (EEM) | BOILER | FIRE TUBE LOCOMOTIVE | SWIM POOL HT. GAS | 42 | 4 | 267 | 14 | 1
Energy Conservation (NREC) | Modernization (EEM) | BOILER | FIRE TUBE SCOT.MAR. | A/C HUMAN COMFORT | 43 | 4 | 50 | 14 | 1
Energy Conservation (NREC) | Modernization (EEM) | BOILER | FIRE TUBE SCOT.MAR. | HEATING HUMAN COM. | 43 | 4 | 51 | 14 | 1
Energy Conservation (NREC) | Modernization (EEM) | BOILER | FIRE TUBE SCOT.MAR. | HEATING OIL | 43 | 4 | 61 | 14 | 1
Energy Conservation (NREC) | Modernization (EEM) | BOILER | FIRE TUBE SCOT.MAR. | HOT WATER-CLEANING | 43 | 4 | 52 | 14 | 1
Energy Conservation (NREC) | Modernization (EEM) | BOILER | FIRE TUBE SCOT.MAR. | HOT WATER-PROCESS | 43 | 4 | 54 | 14 | 1
Energy Conservation (NREC) | Modernization (EEM) | BOILER | FIRE TUBE SCOT.MAR. | HOT WTR.-COMF. & CLN | 43 | 4 | 55 | 14 | 1
Energy Conservation (NREC) | Modernization (EEM) | BOILER | FIRE TUBE SCOT.MAR. | MULTI-USE | 43 | 4 | 58 | 14 | 1
Energy Conservation (NREC) | Modernization (EEM) | BOILER | FIRE TUBE SCOT.MAR. | POWER GENERATION | 43 | 4 | 60 | 14 | 1
Energy Conservation (NREC) | Modernization (EEM) | BOILER | FIRE TUBE SCOT.MAR. | PROCESS COOLING GAS | 43 | 4 | 3 | 14 | 1
Energy Conservation (NREC) | Modernization (EEM) | BOILER | FIRE TUBE SCOT.MAR. | PROCESS STEAM | 43 | 4 | 56 | 14 | 1
Energy Conservation (NREC) | Modernization (EEM) | BOILER | FIRE TUBE SCOT.MAR. | STEAM FLOODING | 43 | 4 | 59 | 14 | 1
Energy Conservation (NREC) | Modernization (EEM) | BOILER | FIRE TUBE SCOT.MAR. | STEAM-CLEANING | 43 | 4 | 57 | 14 | 1
Energy Conservation (NREC) | Modernization (EEM) | BOILER | FIRE TUBE SCOT.MAR. | SWIM POOL HT. GAS | 43 | 4 | 267 | 14 | 1
Energy Conservation (NREC) | Modernization (EEM) | BOILER | FIRE TUBE VERTICAL | A/C HUMAN COMFORT | 44 | 4 | 50 | 14 | 1
Energy Conservation (NREC) | Modernization (EEM) | BOILER | FIRE TUBE VERTICAL | HEATING HUMAN COM. | 44 | 4 | 51 | 14 | 1
Energy Conservation (NREC) | Modernization (EEM) | BOILER | FIRE TUBE VERTICAL | HEATING OIL | 44 | 4 | 61 | 14 | 1
Energy Conservation (NREC) | Modernization (EEM) | BOILER | FIRE TUBE VERTICAL | HOT WATER-CLEANING | 44 | 4 | 52 | 14 | 1
Energy Conservation (NREC) | Modernization (EEM) | BOILER | FIRE TUBE VERTICAL | HOT WATER-PROCESS | 44 | 4 | 54 | 14 | 1
Energy Conservation (NREC) | Modernization (EEM) | BOILER | FIRE TUBE VERTICAL | HOT WTR.-COMF. & CLN | 44 | 4 | 55 | 14 | 1
Energy Conservation (NREC) | Modernization (EEM) | BOILER | FIRE TUBE VERTICAL | MULTI-USE | 44 | 4 | 58 | 14 | 1
Energy Conservation (NREC) | Modernization (EEM) | BOILER | FIRE TUBE VERTICAL | POWER GENERATION | 44 | 4 | 60 | 14 | 1
Energy Conservation (NREC) | Modernization (EEM) | BOILER | FIRE TUBE VERTICAL | PROCESS COOLING GAS | 44 | 4 | 3 | 14 | 1
Energy Conservation (NREC) | Modernization (EEM) | BOILER | FIRE TUBE VERTICAL | PROCESS STEAM | 44 | 4 | 56 | 14 | 1
Energy Conservation (NREC) | Modernization (EEM) | BOILER | FIRE TUBE VERTICAL | STEAM FLOODING | 44 | 4 | 59 | 14 | 1
Energy Conservation (NREC) | Modernization (EEM) | BOILER | FIRE TUBE VERTICAL | STEAM-CLEANING | 44 | 4 | 57 | 14 | 1
Energy Conservation (NREC) | Modernization (EEM) | BOILER | FIRE TUBE VERTICAL | SWIM POOL HT. GAS | 44 | 4 | 267 | 14 | 1
Energy Conservation (NREC) | Modernization (EEM) | BOILER | H.P. WATER TUBE | A/C HUMAN COMFORT | 46 | 4 | 50 | 14 | 1
Energy Conservation (NREC) | Modernization (EEM) | BOILER | H.P. WATER TUBE | HEATING HUMAN COM. | 46 | 4 | 51 | 14 | 1
Energy Conservation (NREC) | Modernization (EEM) | BOILER | H.P. WATER TUBE | HEATING OIL | 46 | 4 | 61 | 14 | 1
Energy Conservation (NREC) | Modernization (EEM) | BOILER | H.P. WATER TUBE | HOT WATER-CLEANING | 46 | 4 | 52 | 14 | 1
Energy Conservation (NREC) | Modernization (EEM) | BOILER | H.P. WATER TUBE | HOT WATER-PROCESS | 46 | 4 | 54 | 14 | 1
Energy Conservation (NREC) | Modernization (EEM) | BOILER | H.P. WATER TUBE | HOT WTR.-COMF. & CLN | 46 | 4 | 55 | 14 | 1
Energy Conservation (NREC) | Modernization (EEM) | BOILER | H.P. WATER TUBE | MULTI-USE | 46 | 4 | 58 | 14 | 1
Energy Conservation (NREC) | Modernization (EEM) | BOILER | H.P. WATER TUBE | POWER GENERATION | 46 | 4 | 60 | 14 | 1
Energy Conservation (NREC) | Modernization (EEM) | BOILER | H.P. WATER TUBE | PROCESS COOLING GAS | 46 | 4 | 3 | 14 | 1
Energy Conservation (NREC) | Modernization (EEM) | BOILER | H.P. WATER TUBE | PROCESS STEAM | 46 | 4 | 56 | 14 | 1
Energy Conservation (NREC) | Modernization (EEM) | BOILER | H.P. WATER TUBE | STEAM FLOODING | 46 | 4 | 59 | 14 | 1
Energy Conservation (NREC) | Modernization (EEM) | BOILER | H.P. WATER TUBE | STEAM-CLEANING | 46 | 4 | 57 | 14 | 1
Energy Conservation (NREC) | Modernization (EEM) | BOILER | H.P. WATER TUBE | SWIM POOL HT. GAS | 46 | 4 | 267 | 14 | 1
Energy Conservation (NREC) | Modernization (EEM) | BOILER | HOT WATER GENERATOR | A/C HUMAN COMFORT | 45 | 4 | 50 | 14 | 1
Energy Conservation (NREC) | Modernization (EEM) | BOILER | HOT WATER GENERATOR | HEATING HUMAN COM. | 45 | 4 | 51 | 14 | 1
Energy Conservation (NREC) | Modernization (EEM) | BOILER | HOT WATER GENERATOR | HEATING OIL | 45 | 4 | 61 | 14 | 1
Energy Conservation (NREC) | Modernization (EEM) | BOILER | HOT WATER GENERATOR | HOT WATER-CLEANING | 45 | 4 | 52 | 14 | 1
Energy Conservation (NREC) | Modernization (EEM) | BOILER | HOT WATER GENERATOR | HOT WATER-PROCESS | 45 | 4 | 54 | 14 | 1
Energy Conservation (NREC) | Modernization (EEM) | BOILER | HOT WATER GENERATOR | HOT WTR.-COMF. & CLN | 45 | 4 | 55 | 14 | 1
Energy Conservation (NREC) | Modernization (EEM) | BOILER | HOT WATER GENERATOR | MULTI-USE | 45 | 4 | 58 | 14 | 1
Energy Conservation (NREC) | Modernization (EEM) | BOILER | HOT WATER GENERATOR | POWER GENERATION | 45 | 4 | 60 | 14 | 1
Energy Conservation (NREC) | Modernization (EEM) | BOILER | HOT WATER GENERATOR | PROCESS COOLING GAS | 45 | 4 | 3 | 14 | 1
Energy Conservation (NREC) | Modernization (EEM) | BOILER | HOT WATER GENERATOR | PROCESS STEAM | 45 | 4 | 56 | 14 | 1
Energy Conservation (NREC) | Modernization (EEM) | BOILER | HOT WATER GENERATOR | STEAM FLOODING | 45 | 4 | 59 | 14 | 1
Energy Conservation (NREC) | Modernization (EEM) | BOILER | HOT WATER GENERATOR | STEAM-CLEANING | 45 | 4 | 57 | 14 | 1
Energy Conservation (NREC) | Modernization (EEM) | BOILER | HOT WATER GENERATOR | SWIM POOL HT. GAS | 45 | 4 | 267 | 14 | 1
Energy Conservation (NREC) | Modernization (EEM) | BOILER | L.P. WATER TUBE | A/C HUMAN COMFORT | 47 | 4 | 50 | 14 | 1
Energy Conservation (NREC) | Modernization (EEM) | BOILER | L.P. WATER TUBE | HEATING HUMAN COM. | 47 | 4 | 51 | 14 | 1
Energy Conservation (NREC) | Modernization (EEM) | BOILER | L.P. WATER TUBE | HEATING OIL | 47 | 4 | 61 | 14 | 1
Energy Conservation (NREC) | Modernization (EEM) | BOILER | L.P. WATER TUBE | HOT WATER-CLEANING | 47 | 4 | 52 | 14 | 1
Energy Conservation (NREC) | Modernization (EEM) | BOILER | L.P. WATER TUBE | HOT WATER-PROCESS | 47 | 4 | 54 | 14 | 1
Energy Conservation (NREC) | Modernization (EEM) | BOILER | L.P. WATER TUBE | HOT WTR.-COMF. & CLN | 47 | 4 | 55 | 14 | 1
Energy Conservation (NREC) | Modernization (EEM) | BOILER | L.P. WATER TUBE | MULTI-USE | 47 | 4 | 58 | 14 | 1
Energy Conservation (NREC) | Modernization (EEM) | BOILER | L.P. WATER TUBE | POWER GENERATION | 47 | 4 | 60 | 14 | 1
Energy Conservation (NREC) | Modernization (EEM) | BOILER | L.P. WATER TUBE | PROCESS COOLING GAS | 47 | 4 | 3 | 14 | 1
Energy Conservation (NREC) | Modernization (EEM) | BOILER | L.P. WATER TUBE | PROCESS STEAM | 47 | 4 | 56 | 14 | 1
Energy Conservation (NREC) | Modernization (EEM) | BOILER | L.P. WATER TUBE | STEAM FLOODING | 47 | 4 | 59 | 14 | 1
Energy Conservation (NREC) | Modernization (EEM) | BOILER | L.P. WATER TUBE | STEAM-CLEANING | 47 | 4 | 57 | 14 | 1
Energy Conservation (NREC) | Modernization (EEM) | BOILER | L.P. WATER TUBE | SWIM POOL HT. GAS | 47 | 4 | 267 | 14 | 1
Energy Conservation (NREC) | Modernization (EEM) | BOILER | SECTIONAL | A/C HUMAN COMFORT | 54 | 4 | 50 | 14 | 1
Energy Conservation (NREC) | Modernization (EEM) | BOILER | SECTIONAL | HEATING HUMAN COM. | 54 | 4 | 51 | 14 | 1
Energy Conservation (NREC) | Modernization (EEM) | BOILER | SECTIONAL | HEATING OIL | 54 | 4 | 61 | 14 | 1
Energy Conservation (NREC) | Modernization (EEM) | BOILER | SECTIONAL | HOT WATER-CLEANING | 54 | 4 | 52 | 14 | 1
Energy Conservation (NREC) | Modernization (EEM) | BOILER | SECTIONAL | HOT WATER-PROCESS | 54 | 4 | 54 | 14 | 1
Energy Conservation (NREC) | Modernization (EEM) | BOILER | SECTIONAL | HOT WTR.-COMF. & CLN | 54 | 4 | 55 | 14 | 1
Energy Conservation (NREC) | Modernization (EEM) | BOILER | SECTIONAL | MULTI-USE | 54 | 4 | 58 | 14 | 1
Energy Conservation (NREC) | Modernization (EEM) | BOILER | SECTIONAL | POWER GENERATION | 54 | 4 | 60 | 14 | 1
Energy Conservation (NREC) | Modernization (EEM) | BOILER | SECTIONAL | PROCESS COOLING GAS | 54 | 4 | 3 | 14 | 1
Energy Conservation (NREC) | Modernization (EEM) | BOILER | SECTIONAL | PROCESS STEAM | 54 | 4 | 56 | 14 | 1
Energy Conservation (NREC) | Modernization (EEM) | BOILER | SECTIONAL | STEAM FLOODING | 54 | 4 | 59 | 14 | 1
Energy Conservation (NREC) | Modernization (EEM) | BOILER | SECTIONAL | STEAM-CLEANING | 54 | 4 | 57 | 14 | 1
Energy Conservation (NREC) | Modernization (EEM) | BOILER | SECTIONAL | SWIM POOL HT. GAS | 54 | 4 | 267 | 14 | 1
Energy Conservation (NREC) | Modernization (EEM) | BOILER | Steam Boiler | A/C HUMAN COMFORT | 1029 | 4 | 50 | 14 | 1
Energy Conservation (NREC) | Modernization (EEM) | BOILER | Steam Boiler | HEATING HUMAN COM. | 1029 | 4 | 51 | 14 | 1
Energy Conservation (NREC) | Modernization (EEM) | BOILER | Steam Boiler | HEATING OIL | 1029 | 4 | 61 | 14 | 1
Energy Conservation (NREC) | Modernization (EEM) | BOILER | Steam Boiler | HOT WATER-CLEANING | 1029 | 4 | 52 | 14 | 1
Energy Conservation (NREC) | Modernization (EEM) | BOILER | Steam Boiler | HOT WATER-PROCESS | 1029 | 4 | 54 | 14 | 1
Energy Conservation (NREC) | Modernization (EEM) | BOILER | Steam Boiler | HOT WTR.-COMF. & CLN | 1029 | 4 | 55 | 14 | 1
Energy Conservation (NREC) | Modernization (EEM) | BOILER | Steam Boiler | MULTI-USE | 1029 | 4 | 58 | 14 | 1
Energy Conservation (NREC) | Modernization (EEM) | BOILER | Steam Boiler | POWER GENERATION | 1029 | 4 | 60 | 14 | 1
Energy Conservation (NREC) | Modernization (EEM) | BOILER | Steam Boiler | PROCESS COOLING GAS | 1029 | 4 | 3 | 14 | 1
Energy Conservation (NREC) | Modernization (EEM) | BOILER | Steam Boiler | PROCESS STEAM | 1029 | 4 | 56 | 14 | 1
Energy Conservation (NREC) | Modernization (EEM) | BOILER | Steam Boiler | STEAM FLOODING | 1029 | 4 | 59 | 14 | 1
Energy Conservation (NREC) | Modernization (EEM) | BOILER | Steam Boiler | STEAM-CLEANING | 1029 | 4 | 57 | 14 | 1
Energy Conservation (NREC) | Modernization (EEM) | BOILER | Steam Boiler | SWIM POOL HT. GAS | 1029 | 4 | 267 | 14 | 1
Energy Conservation (NREC) | Modernization (EEM) | BOILER | STEAM CLEANER | A/C HUMAN COMFORT | 624 | 4 | 50 | 14 | 1
Energy Conservation (NREC) | Modernization (EEM) | BOILER | STEAM CLEANER | HEATING HUMAN COM. | 624 | 4 | 51 | 14 | 1
Energy Conservation (NREC) | Modernization (EEM) | BOILER | STEAM CLEANER | HEATING OIL | 624 | 4 | 61 | 14 | 1
Energy Conservation (NREC) | Modernization (EEM) | BOILER | STEAM CLEANER | HOT WATER-CLEANING | 624 | 4 | 52 | 14 | 1
Energy Conservation (NREC) | Modernization (EEM) | BOILER | STEAM CLEANER | HOT WATER-PROCESS | 624 | 4 | 54 | 14 | 1
Energy Conservation (NREC) | Modernization (EEM) | BOILER | STEAM CLEANER | HOT WTR.-COMF. & CLN | 624 | 4 | 55 | 14 | 1
Energy Conservation (NREC) | Modernization (EEM) | BOILER | STEAM CLEANER | MULTI-USE | 624 | 4 | 58 | 14 | 1
Energy Conservation (NREC) | Modernization (EEM) | BOILER | STEAM CLEANER | POWER GENERATION | 624 | 4 | 60 | 14 | 1
Energy Conservation (NREC) | Modernization (EEM) | BOILER | STEAM CLEANER | PROCESS COOLING GAS | 624 | 4 | 3 | 14 | 1
Energy Conservation (NREC) | Modernization (EEM) | BOILER | STEAM CLEANER | PROCESS STEAM | 624 | 4 | 56 | 14 | 1
Energy Conservation (NREC) | Modernization (EEM) | BOILER | STEAM CLEANER | STEAM FLOODING | 624 | 4 | 59 | 14 | 1
Energy Conservation (NREC) | Modernization (EEM) | BOILER | STEAM CLEANER | STEAM-CLEANING | 624 | 4 | 57 | 14 | 1
Energy Conservation (NREC) | Modernization (EEM) | BOILER | STEAM CLEANER | SWIM POOL HT. GAS | 624 | 4 | 267 | 14 | 1
Energy Conservation (NREC) | Modernization (EEM) | BOILER | TUBELESS | A/C HUMAN COMFORT | 48 | 4 | 50 | 14 | 1
Energy Conservation (NREC) | Modernization (EEM) | BOILER | TUBELESS | HEATING HUMAN COM. | 48 | 4 | 51 | 14 | 1
Energy Conservation (NREC) | Modernization (EEM) | BOILER | TUBELESS | HEATING OIL | 48 | 4 | 61 | 14 | 1
Energy Conservation (NREC) | Modernization (EEM) | BOILER | TUBELESS | HOT WATER-CLEANING | 48 | 4 | 52 | 14 | 1
Energy Conservation (NREC) | Modernization (EEM) | BOILER | TUBELESS | HOT WATER-PROCESS | 48 | 4 | 54 | 14 | 1
Energy Conservation (NREC) | Modernization (EEM) | BOILER | TUBELESS | HOT WTR.-COMF. & CLN | 48 | 4 | 55 | 14 | 1
Energy Conservation (NREC) | Modernization (EEM) | BOILER | TUBELESS | MULTI-USE | 48 | 4 | 58 | 14 | 1
Energy Conservation (NREC) | Modernization (EEM) | BOILER | TUBELESS | POWER GENERATION | 48 | 4 | 60 | 14 | 1
Energy Conservation (NREC) | Modernization (EEM) | BOILER | TUBELESS | PROCESS COOLING GAS | 48 | 4 | 3 | 14 | 1
Energy Conservation (NREC) | Modernization (EEM) | BOILER | TUBELESS | PROCESS STEAM | 48 | 4 | 56 | 14 | 1
Energy Conservation (NREC) | Modernization (EEM) | BOILER | TUBELESS | STEAM FLOODING | 48 | 4 | 59 | 14 | 1
Energy Conservation (NREC) | Modernization (EEM) | BOILER | TUBELESS | STEAM-CLEANING | 48 | 4 | 57 | 14 | 1
Energy Conservation (NREC) | Modernization (EEM) | BOILER | TUBELESS | SWIM POOL HT. GAS | 48 | 4 | 267 | 14 | 1
Energy Conservation (NREC) | Modernization (EEM) | BOILER | Water Boiler | A/C HUMAN COMFORT | 1028 | 4 | 50 | 14 | 1
Energy Conservation (NREC) | Modernization (EEM) | BOILER | Water Boiler | HEATING HUMAN COM. | 1028 | 4 | 51 | 14 | 1
Energy Conservation (NREC) | Modernization (EEM) | BOILER | Water Boiler | HEATING OIL | 1028 | 4 | 61 | 14 | 1
Energy Conservation (NREC) | Modernization (EEM) | BOILER | Water Boiler | HOT WATER-CLEANING | 1028 | 4 | 52 | 14 | 1
Energy Conservation (NREC) | Modernization (EEM) | BOILER | Water Boiler | HOT WATER-PROCESS | 1028 | 4 | 54 | 14 | 1
Energy Conservation (NREC) | Modernization (EEM) | BOILER | Water Boiler | HOT WTR.-COMF. & CLN | 1028 | 4 | 55 | 14 | 1
Energy Conservation (NREC) | Modernization (EEM) | BOILER | Water Boiler | MULTI-USE | 1028 | 4 | 58 | 14 | 1
Energy Conservation (NREC) | Modernization (EEM) | BOILER | Water Boiler | POWER GENERATION | 1028 | 4 | 60 | 14 | 1
Energy Conservation (NREC) | Modernization (EEM) | BOILER | Water Boiler | PROCESS COOLING GAS | 1028 | 4 | 3 | 14 | 1
Energy Conservation (NREC) | Modernization (EEM) | BOILER | Water Boiler | PROCESS STEAM | 1028 | 4 | 56 | 14 | 1
Energy Conservation (NREC) | Modernization (EEM) | BOILER | Water Boiler | STEAM FLOODING | 1028 | 4 | 59 | 14 | 1
Energy Conservation (NREC) | Modernization (EEM) | BOILER | Water Boiler | STEAM-CLEANING | 1028 | 4 | 57 | 14 | 1
Energy Conservation (NREC) | Modernization (EEM) | BOILER | Water Boiler | SWIM POOL HT. GAS | 1028 | 4 | 267 | 14 | 1
Energy Conservation (NREC) | Modernization (EEM) | BOILER | WATER TUBE | A/C HUMAN COMFORT | 49 | 4 | 50 | 14 | 1
Energy Conservation (NREC) | Modernization (EEM) | BOILER | WATER TUBE | HEATING HUMAN COM. | 49 | 4 | 51 | 14 | 1
Energy Conservation (NREC) | Modernization (EEM) | BOILER | WATER TUBE | HEATING OIL | 49 | 4 | 61 | 14 | 1
Energy Conservation (NREC) | Modernization (EEM) | BOILER | WATER TUBE | HOT WATER-CLEANING | 49 | 4 | 52 | 14 | 1
Energy Conservation (NREC) | Modernization (EEM) | BOILER | WATER TUBE | HOT WATER-PROCESS | 49 | 4 | 54 | 14 | 1
Energy Conservation (NREC) | Modernization (EEM) | BOILER | WATER TUBE | HOT WTR.-COMF. & CLN | 49 | 4 | 55 | 14 | 1
Energy Conservation (NREC) | Modernization (EEM) | BOILER | WATER TUBE | MULTI-USE | 49 | 4 | 58 | 14 | 1
Energy Conservation (NREC) | Modernization (EEM) | BOILER | WATER TUBE | POWER GENERATION | 49 | 4 | 60 | 14 | 1
Energy Conservation (NREC) | Modernization (EEM) | BOILER | WATER TUBE | PROCESS COOLING GAS | 49 | 4 | 3 | 14 | 1
Energy Conservation (NREC) | Modernization (EEM) | BOILER | WATER TUBE | PROCESS STEAM | 49 | 4 | 56 | 14 | 1
Energy Conservation (NREC) | Modernization (EEM) | BOILER | WATER TUBE | STEAM FLOODING | 49 | 4 | 59 | 14 | 1
Energy Conservation (NREC) | Modernization (EEM) | BOILER | WATER TUBE | STEAM-CLEANING | 49 | 4 | 57 | 14 | 1
Energy Conservation (NREC) | Modernization (EEM) | BOILER | WATER TUBE | SWIM POOL HT. GAS | 49 | 4 | 267 | 14 | 1
Energy Conservation (NREC) | Modernization (EEM) | DRYER | FLUID BED | BIOFLAVENOIDS | 70 | 5 | 122 | 14 | 1
Energy Conservation (NREC) | Modernization (EEM) | DRYER | FLUID BED | CARPET DRYING | 70 | 5 | 100 | 14 | 1
Energy Conservation (NREC) | Modernization (EEM) | DRYER | FLUID BED | DEHYDR.FOOD PRODUCTS | 70 | 5 | 102 | 14 | 1
Energy Conservation (NREC) | Modernization (EEM) | DRYER | FLUID BED | DEHYDRATING FEED | 70 | 5 | 101 | 14 | 1
Energy Conservation (NREC) | Modernization (EEM) | DRYER | FLUID BED | DEHYDRATING FRUIT | 70 | 5 | 103 | 14 | 1
Energy Conservation (NREC) | Modernization (EEM) | DRYER | FLUID BED | DEHYDRATING MILK | 70 | 5 | 104 | 14 | 1
Energy Conservation (NREC) | Modernization (EEM) | DRYER | FLUID BED | DEHYDRATING NUTS | 70 | 5 | 105 | 14 | 1
Energy Conservation (NREC) | Modernization (EEM) | DRYER | FLUID BED | DEHYDRATING VEGS. | 70 | 5 | 106 | 14 | 1
Energy Conservation (NREC) | Modernization (EEM) | DRYER | FLUID BED | DRYING AGGREGATE | 70 | 5 | 107 | 14 | 1
Energy Conservation (NREC) | Modernization (EEM) | DRYER | FLUID BED | DRYING CATALYSTS | 70 | 5 | 108 | 14 | 1
Energy Conservation (NREC) | Modernization (EEM) | DRYER | FLUID BED | DRYING CERAMIC MOLDS | 70 | 5 | 109 | 14 | 1
Energy Conservation (NREC) | Modernization (EEM) | DRYER | FLUID BED | DRYING CHEM.TEXTAL. | 70 | 5 | 111 | 14 | 1
Energy Conservation (NREC) | Modernization (EEM) | DRYER | FLUID BED | DRYING CONCRETE BLKS | 70 | 5 | 110 | 14 | 1
Energy Conservation (NREC) | Modernization (EEM) | DRYER | FLUID BED | DRYING COTTON | 70 | 5 | 121 | 14 | 1
Energy Conservation (NREC) | Modernization (EEM) | DRYER | FLUID BED | DRYING GREEN CERAMIC | 70 | 5 | 112 | 14 | 1
Energy Conservation (NREC) | Modernization (EEM) | DRYER | FLUID BED | DRYING METAL CUTTING | 70 | 5 | 113 | 14 | 1
Energy Conservation (NREC) | Modernization (EEM) | DRYER | FLUID BED | DRYING SAND | 70 | 5 | 115 | 14 | 1
Energy Conservation (NREC) | Modernization (EEM) | DRYER | HOOD | BIOFLAVENOIDS | 71 | 5 | 122 | 14 | 1
Energy Conservation (NREC) | Modernization (EEM) | DRYER | HOOD | CARPET DRYING | 71 | 5 | 100 | 14 | 1
Energy Conservation (NREC) | Modernization (EEM) | DRYER | HOOD | DEHYDR.FOOD PRODUCTS | 71 | 5 | 102 | 14 | 1
Energy Conservation (NREC) | Modernization (EEM) | DRYER | HOOD | DEHYDRATING FEED | 71 | 5 | 101 | 14 | 1
Energy Conservation (NREC) | Modernization (EEM) | DRYER | HOOD | DEHYDRATING FRUIT | 71 | 5 | 103 | 14 | 1
Energy Conservation (NREC) | Modernization (EEM) | DRYER | HOOD | DEHYDRATING MILK | 71 | 5 | 104 | 14 | 1
Energy Conservation (NREC) | Modernization (EEM) | DRYER | HOOD | DEHYDRATING NUTS | 71 | 5 | 105 | 14 | 1
Energy Conservation (NREC) | Modernization (EEM) | DRYER | HOOD | DEHYDRATING VEGS. | 71 | 5 | 106 | 14 | 1
Energy Conservation (NREC) | Modernization (EEM) | DRYER | HOOD | DRYING AGGREGATE | 71 | 5 | 107 | 14 | 1
Energy Conservation (NREC) | Modernization (EEM) | DRYER | HOOD | DRYING CATALYSTS | 71 | 5 | 108 | 14 | 1
Energy Conservation (NREC) | Modernization (EEM) | DRYER | HOOD | DRYING CERAMIC MOLDS | 71 | 5 | 109 | 14 | 1
Energy Conservation (NREC) | Modernization (EEM) | DRYER | HOOD | DRYING CHEM.TEXTAL. | 71 | 5 | 111 | 14 | 1
Energy Conservation (NREC) | Modernization (EEM) | DRYER | HOOD | DRYING CONCRETE BLKS | 71 | 5 | 110 | 14 | 1
Energy Conservation (NREC) | Modernization (EEM) | DRYER | HOOD | DRYING COTTON | 71 | 5 | 121 | 14 | 1
Energy Conservation (NREC) | Modernization (EEM) | DRYER | HOOD | DRYING GREEN CERAMIC | 71 | 5 | 112 | 14 | 1
Energy Conservation (NREC) | Modernization (EEM) | DRYER | HOOD | DRYING METAL CUTTING | 71 | 5 | 113 | 14 | 1
Energy Conservation (NREC) | Modernization (EEM) | DRYER | HOOD | DRYING SAND | 71 | 5 | 115 | 14 | 1
Energy Conservation (NREC) | Modernization (EEM) | DRYER | INFRA-RED | BIOFLAVENOIDS | 72 | 5 | 122 | 14 | 1
Energy Conservation (NREC) | Modernization (EEM) | DRYER | INFRA-RED | CARPET DRYING | 72 | 5 | 100 | 14 | 1
Energy Conservation (NREC) | Modernization (EEM) | DRYER | INFRA-RED | DEHYDR.FOOD PRODUCTS | 72 | 5 | 102 | 14 | 1
Energy Conservation (NREC) | Modernization (EEM) | DRYER | INFRA-RED | DEHYDRATING FEED | 72 | 5 | 101 | 14 | 1
Energy Conservation (NREC) | Modernization (EEM) | DRYER | INFRA-RED | DEHYDRATING FRUIT | 72 | 5 | 103 | 14 | 1
Energy Conservation (NREC) | Modernization (EEM) | DRYER | INFRA-RED | DEHYDRATING MILK | 72 | 5 | 104 | 14 | 1
Energy Conservation (NREC) | Modernization (EEM) | DRYER | INFRA-RED | DEHYDRATING NUTS | 72 | 5 | 105 | 14 | 1
Energy Conservation (NREC) | Modernization (EEM) | DRYER | INFRA-RED | DEHYDRATING VEGS. | 72 | 5 | 106 | 14 | 1
Energy Conservation (NREC) | Modernization (EEM) | DRYER | INFRA-RED | DRYING AGGREGATE | 72 | 5 | 107 | 14 | 1
Energy Conservation (NREC) | Modernization (EEM) | DRYER | INFRA-RED | DRYING CATALYSTS | 72 | 5 | 108 | 14 | 1
Energy Conservation (NREC) | Modernization (EEM) | DRYER | INFRA-RED | DRYING CERAMIC MOLDS | 72 | 5 | 109 | 14 | 1
Energy Conservation (NREC) | Modernization (EEM) | DRYER | INFRA-RED | DRYING CHEM.TEXTAL. | 72 | 5 | 111 | 14 | 1
Energy Conservation (NREC) | Modernization (EEM) | DRYER | INFRA-RED | DRYING CONCRETE BLKS | 72 | 5 | 110 | 14 | 1
Energy Conservation (NREC) | Modernization (EEM) | DRYER | INFRA-RED | DRYING COTTON | 72 | 5 | 121 | 14 | 1
Energy Conservation (NREC) | Modernization (EEM) | DRYER | INFRA-RED | DRYING GREEN CERAMIC | 72 | 5 | 112 | 14 | 1
Energy Conservation (NREC) | Modernization (EEM) | DRYER | INFRA-RED | DRYING METAL CUTTING | 72 | 5 | 113 | 14 | 1
Energy Conservation (NREC) | Modernization (EEM) | DRYER | INFRA-RED | DRYING SAND | 72 | 5 | 115 | 14 | 1
Energy Conservation (NREC) | Modernization (EEM) | DRYER | OVEN | BIOFLAVENOIDS | 73 | 5 | 122 | 14 | 1
Energy Conservation (NREC) | Modernization (EEM) | DRYER | OVEN | CARPET DRYING | 73 | 5 | 100 | 14 | 1
Energy Conservation (NREC) | Modernization (EEM) | DRYER | OVEN | DEHYDR.FOOD PRODUCTS | 73 | 5 | 102 | 14 | 1
Energy Conservation (NREC) | Modernization (EEM) | DRYER | OVEN | DEHYDRATING FEED | 73 | 5 | 101 | 14 | 1
Energy Conservation (NREC) | Modernization (EEM) | DRYER | OVEN | DEHYDRATING FRUIT | 73 | 5 | 103 | 14 | 1
Energy Conservation (NREC) | Modernization (EEM) | DRYER | OVEN | DEHYDRATING MILK | 73 | 5 | 104 | 14 | 1
Energy Conservation (NREC) | Modernization (EEM) | DRYER | OVEN | DEHYDRATING NUTS | 73 | 5 | 105 | 14 | 1
Energy Conservation (NREC) | Modernization (EEM) | DRYER | OVEN | DEHYDRATING VEGS. | 73 | 5 | 106 | 14 | 1
Energy Conservation (NREC) | Modernization (EEM) | DRYER | OVEN | DRYING AGGREGATE | 73 | 5 | 107 | 14 | 1
Energy Conservation (NREC) | Modernization (EEM) | DRYER | OVEN | DRYING CATALYSTS | 73 | 5 | 108 | 14 | 1
Energy Conservation (NREC) | Modernization (EEM) | DRYER | OVEN | DRYING CERAMIC MOLDS | 73 | 5 | 109 | 14 | 1
Energy Conservation (NREC) | Modernization (EEM) | DRYER | OVEN | DRYING CHEM.TEXTAL. | 73 | 5 | 111 | 14 | 1
Energy Conservation (NREC) | Modernization (EEM) | DRYER | OVEN | DRYING CONCRETE BLKS | 73 | 5 | 110 | 14 | 1
Energy Conservation (NREC) | Modernization (EEM) | DRYER | OVEN | DRYING COTTON | 73 | 5 | 121 | 14 | 1
Energy Conservation (NREC) | Modernization (EEM) | DRYER | OVEN | DRYING GREEN CERAMIC | 73 | 5 | 112 | 14 | 1
Energy Conservation (NREC) | Modernization (EEM) | DRYER | OVEN | DRYING METAL CUTTING | 73 | 5 | 113 | 14 | 1
Energy Conservation (NREC) | Modernization (EEM) | DRYER | OVEN | DRYING SAND | 73 | 5 | 115 | 14 | 1
Energy Conservation (NREC) | Modernization (EEM) | DRYER | RELAX JET | BIOFLAVENOIDS | 81 | 5 | 122 | 14 | 1
Energy Conservation (NREC) | Modernization (EEM) | DRYER | RELAX JET | CARPET DRYING | 81 | 5 | 100 | 14 | 1
Energy Conservation (NREC) | Modernization (EEM) | DRYER | RELAX JET | DEHYDR.FOOD PRODUCTS | 81 | 5 | 102 | 14 | 1
Energy Conservation (NREC) | Modernization (EEM) | DRYER | RELAX JET | DEHYDRATING FEED | 81 | 5 | 101 | 14 | 1
Energy Conservation (NREC) | Modernization (EEM) | DRYER | RELAX JET | DEHYDRATING FRUIT | 81 | 5 | 103 | 14 | 1
Energy Conservation (NREC) | Modernization (EEM) | DRYER | RELAX JET | DEHYDRATING MILK | 81 | 5 | 104 | 14 | 1
Energy Conservation (NREC) | Modernization (EEM) | DRYER | RELAX JET | DEHYDRATING NUTS | 81 | 5 | 105 | 14 | 1
Energy Conservation (NREC) | Modernization (EEM) | DRYER | RELAX JET | DEHYDRATING VEGS. | 81 | 5 | 106 | 14 | 1
Energy Conservation (NREC) | Modernization (EEM) | DRYER | RELAX JET | DRYING AGGREGATE | 81 | 5 | 107 | 14 | 1
Energy Conservation (NREC) | Modernization (EEM) | DRYER | RELAX JET | DRYING CATALYSTS | 81 | 5 | 108 | 14 | 1
Energy Conservation (NREC) | Modernization (EEM) | DRYER | RELAX JET | DRYING CERAMIC MOLDS | 81 | 5 | 109 | 14 | 1
Energy Conservation (NREC) | Modernization (EEM) | DRYER | RELAX JET | DRYING CHEM.TEXTAL. | 81 | 5 | 111 | 14 | 1
Energy Conservation (NREC) | Modernization (EEM) | DRYER | RELAX JET | DRYING CONCRETE BLKS | 81 | 5 | 110 | 14 | 1
Energy Conservation (NREC) | Modernization (EEM) | DRYER | RELAX JET | DRYING COTTON | 81 | 5 | 121 | 14 | 1
Energy Conservation (NREC) | Modernization (EEM) | DRYER | RELAX JET | DRYING GREEN CERAMIC | 81 | 5 | 112 | 14 | 1
Energy Conservation (NREC) | Modernization (EEM) | DRYER | RELAX JET | DRYING METAL CUTTING | 81 | 5 | 113 | 14 | 1
Energy Conservation (NREC) | Modernization (EEM) | DRYER | RELAX JET | DRYING SAND | 81 | 5 | 115 | 14 | 1
Energy Conservation (NREC) | Modernization (EEM) | DRYER | ROOM | BIOFLAVENOIDS | 74 | 5 | 122 | 14 | 1
Energy Conservation (NREC) | Modernization (EEM) | DRYER | ROOM | CARPET DRYING | 74 | 5 | 100 | 14 | 1
Energy Conservation (NREC) | Modernization (EEM) | DRYER | ROOM | DEHYDR.FOOD PRODUCTS | 74 | 5 | 102 | 14 | 1
Energy Conservation (NREC) | Modernization (EEM) | DRYER | ROOM | DEHYDRATING FEED | 74 | 5 | 101 | 14 | 1
Energy Conservation (NREC) | Modernization (EEM) | DRYER | ROOM | DEHYDRATING FRUIT | 74 | 5 | 103 | 14 | 1
Energy Conservation (NREC) | Modernization (EEM) | DRYER | ROOM | DEHYDRATING MILK | 74 | 5 | 104 | 14 | 1
Energy Conservation (NREC) | Modernization (EEM) | DRYER | ROOM | DEHYDRATING NUTS | 74 | 5 | 105 | 14 | 1
Energy Conservation (NREC) | Modernization (EEM) | DRYER | ROOM | DEHYDRATING VEGS. | 74 | 5 | 106 | 14 | 1
Energy Conservation (NREC) | Modernization (EEM) | DRYER | ROOM | DRYING AGGREGATE | 74 | 5 | 107 | 14 | 1
Energy Conservation (NREC) | Modernization (EEM) | DRYER | ROOM | DRYING CATALYSTS | 74 | 5 | 108 | 14 | 1
Energy Conservation (NREC) | Modernization (EEM) | DRYER | ROOM | DRYING CERAMIC MOLDS | 74 | 5 | 109 | 14 | 1
Energy Conservation (NREC) | Modernization (EEM) | DRYER | ROOM | DRYING CHEM.TEXTAL. | 74 | 5 | 111 | 14 | 1
Energy Conservation (NREC) | Modernization (EEM) | DRYER | ROOM | DRYING CONCRETE BLKS | 74 | 5 | 110 | 14 | 1
Energy Conservation (NREC) | Modernization (EEM) | DRYER | ROOM | DRYING COTTON | 74 | 5 | 121 | 14 | 1
Energy Conservation (NREC) | Modernization (EEM) | DRYER | ROOM | DRYING GREEN CERAMIC | 74 | 5 | 112 | 14 | 1
Energy Conservation (NREC) | Modernization (EEM) | DRYER | ROOM | DRYING METAL CUTTING | 74 | 5 | 113 | 14 | 1
Energy Conservation (NREC) | Modernization (EEM) | DRYER | ROOM | DRYING SAND | 74 | 5 | 115 | 14 | 1
Energy Conservation (NREC) | Modernization (EEM) | DRYER | SPRAY | BIOFLAVENOIDS | 75 | 5 | 122 | 14 | 1
Energy Conservation (NREC) | Modernization (EEM) | DRYER | SPRAY | CARPET DRYING | 75 | 5 | 100 | 14 | 1
Energy Conservation (NREC) | Modernization (EEM) | DRYER | SPRAY | DEHYDR.FOOD PRODUCTS | 75 | 5 | 102 | 14 | 1
Energy Conservation (NREC) | Modernization (EEM) | DRYER | SPRAY | DEHYDRATING FEED | 75 | 5 | 101 | 14 | 1
Energy Conservation (NREC) | Modernization (EEM) | DRYER | SPRAY | DEHYDRATING FRUIT | 75 | 5 | 103 | 14 | 1
Energy Conservation (NREC) | Modernization (EEM) | DRYER | SPRAY | DEHYDRATING MILK | 75 | 5 | 104 | 14 | 1
Energy Conservation (NREC) | Modernization (EEM) | DRYER | SPRAY | DEHYDRATING NUTS | 75 | 5 | 105 | 14 | 1
Energy Conservation (NREC) | Modernization (EEM) | DRYER | SPRAY | DEHYDRATING VEGS. | 75 | 5 | 106 | 14 | 1
Energy Conservation (NREC) | Modernization (EEM) | DRYER | SPRAY | DRYING AGGREGATE | 75 | 5 | 107 | 14 | 1
Energy Conservation (NREC) | Modernization (EEM) | DRYER | SPRAY | DRYING CATALYSTS | 75 | 5 | 108 | 14 | 1
Energy Conservation (NREC) | Modernization (EEM) | DRYER | SPRAY | DRYING CERAMIC MOLDS | 75 | 5 | 109 | 14 | 1
Energy Conservation (NREC) | Modernization (EEM) | DRYER | SPRAY | DRYING CHEM.TEXTAL. | 75 | 5 | 111 | 14 | 1
Energy Conservation (NREC) | Modernization (EEM) | DRYER | SPRAY | DRYING CONCRETE BLKS | 75 | 5 | 110 | 14 | 1
Energy Conservation (NREC) | Modernization (EEM) | DRYER | SPRAY | DRYING COTTON | 75 | 5 | 121 | 14 | 1
Energy Conservation (NREC) | Modernization (EEM) | DRYER | SPRAY | DRYING GREEN CERAMIC | 75 | 5 | 112 | 14 | 1
Energy Conservation (NREC) | Modernization (EEM) | DRYER | SPRAY | DRYING METAL CUTTING | 75 | 5 | 113 | 14 | 1
Energy Conservation (NREC) | Modernization (EEM) | DRYER | SPRAY | DRYING SAND | 75 | 5 | 115 | 14 | 1
Energy Conservation (NREC) | Modernization (EEM) | DRYER | TOWER | BIOFLAVENOIDS | 76 | 5 | 122 | 14 | 1
Energy Conservation (NREC) | Modernization (EEM) | DRYER | TOWER | CARPET DRYING | 76 | 5 | 100 | 14 | 1
Energy Conservation (NREC) | Modernization (EEM) | DRYER | TOWER | DEHYDR.FOOD PRODUCTS | 76 | 5 | 102 | 14 | 1
Energy Conservation (NREC) | Modernization (EEM) | DRYER | TOWER | DEHYDRATING FEED | 76 | 5 | 101 | 14 | 1
Energy Conservation (NREC) | Modernization (EEM) | DRYER | TOWER | DEHYDRATING FRUIT | 76 | 5 | 103 | 14 | 1
Energy Conservation (NREC) | Modernization (EEM) | DRYER | TOWER | DEHYDRATING MILK | 76 | 5 | 104 | 14 | 1
Energy Conservation (NREC) | Modernization (EEM) | DRYER | TOWER | DEHYDRATING NUTS | 76 | 5 | 105 | 14 | 1
Energy Conservation (NREC) | Modernization (EEM) | DRYER | TOWER | DEHYDRATING VEGS. | 76 | 5 | 106 | 14 | 1
Energy Conservation (NREC) | Modernization (EEM) | DRYER | TOWER | DRYING AGGREGATE | 76 | 5 | 107 | 14 | 1
Energy Conservation (NREC) | Modernization (EEM) | DRYER | TOWER | DRYING CATALYSTS | 76 | 5 | 108 | 14 | 1
Energy Conservation (NREC) | Modernization (EEM) | DRYER | TOWER | DRYING CERAMIC MOLDS | 76 | 5 | 109 | 14 | 1
Energy Conservation (NREC) | Modernization (EEM) | DRYER | TOWER | DRYING CHEM.TEXTAL. | 76 | 5 | 111 | 14 | 1
Energy Conservation (NREC) | Modernization (EEM) | DRYER | TOWER | DRYING CONCRETE BLKS | 76 | 5 | 110 | 14 | 1
Energy Conservation (NREC) | Modernization (EEM) | DRYER | TOWER | DRYING COTTON | 76 | 5 | 121 | 14 | 1
Energy Conservation (NREC) | Modernization (EEM) | DRYER | TOWER | DRYING GREEN CERAMIC | 76 | 5 | 112 | 14 | 1
Energy Conservation (NREC) | Modernization (EEM) | DRYER | TOWER | DRYING METAL CUTTING | 76 | 5 | 113 | 14 | 1
Energy Conservation (NREC) | Modernization (EEM) | DRYER | TOWER | DRYING SAND | 76 | 5 | 115 | 14 | 1
Energy Conservation (NREC) | Modernization (EEM) | DRYER | TRAY | BIOFLAVENOIDS | 80 | 5 | 122 | 14 | 1
Energy Conservation (NREC) | Modernization (EEM) | DRYER | TRAY | CARPET DRYING | 80 | 5 | 100 | 14 | 1
Energy Conservation (NREC) | Modernization (EEM) | DRYER | TRAY | DEHYDR.FOOD PRODUCTS | 80 | 5 | 102 | 14 | 1
Energy Conservation (NREC) | Modernization (EEM) | DRYER | TRAY | DEHYDRATING FEED | 80 | 5 | 101 | 14 | 1
Energy Conservation (NREC) | Modernization (EEM) | DRYER | TRAY | DEHYDRATING FRUIT | 80 | 5 | 103 | 14 | 1
Energy Conservation (NREC) | Modernization (EEM) | DRYER | TRAY | DEHYDRATING MILK | 80 | 5 | 104 | 14 | 1
Energy Conservation (NREC) | Modernization (EEM) | DRYER | TRAY | DEHYDRATING NUTS | 80 | 5 | 105 | 14 | 1
Energy Conservation (NREC) | Modernization (EEM) | DRYER | TRAY | DEHYDRATING VEGS. | 80 | 5 | 106 | 14 | 1
Energy Conservation (NREC) | Modernization (EEM) | DRYER | TRAY | DRYING AGGREGATE | 80 | 5 | 107 | 14 | 1
Energy Conservation (NREC) | Modernization (EEM) | DRYER | TRAY | DRYING CATALYSTS | 80 | 5 | 108 | 14 | 1
Energy Conservation (NREC) | Modernization (EEM) | DRYER | TRAY | DRYING CERAMIC MOLDS | 80 | 5 | 109 | 14 | 1
Energy Conservation (NREC) | Modernization (EEM) | DRYER | TRAY | DRYING CHEM.TEXTAL. | 80 | 5 | 111 | 14 | 1
Energy Conservation (NREC) | Modernization (EEM) | DRYER | TRAY | DRYING CONCRETE BLKS | 80 | 5 | 110 | 14 | 1
Energy Conservation (NREC) | Modernization (EEM) | DRYER | TRAY | DRYING COTTON | 80 | 5 | 121 | 14 | 1
Energy Conservation (NREC) | Modernization (EEM) | DRYER | TRAY | DRYING GREEN CERAMIC | 80 | 5 | 112 | 14 | 1
Energy Conservation (NREC) | Modernization (EEM) | DRYER | TRAY | DRYING METAL CUTTING | 80 | 5 | 113 | 14 | 1
Energy Conservation (NREC) | Modernization (EEM) | DRYER | TRAY | DRYING SAND | 80 | 5 | 115 | 14 | 1
Energy Conservation (NREC) | Modernization (EEM) | DRYER | TUMBLER | BIOFLAVENOIDS | 77 | 5 | 122 | 14 | 1
Energy Conservation (NREC) | Modernization (EEM) | DRYER | TUMBLER | CARPET DRYING | 77 | 5 | 100 | 14 | 1
Energy Conservation (NREC) | Modernization (EEM) | DRYER | TUMBLER | DEHYDR.FOOD PRODUCTS | 77 | 5 | 102 | 14 | 1
Energy Conservation (NREC) | Modernization (EEM) | DRYER | TUMBLER | DEHYDRATING FEED | 77 | 5 | 101 | 14 | 1
Energy Conservation (NREC) | Modernization (EEM) | DRYER | TUMBLER | DEHYDRATING FRUIT | 77 | 5 | 103 | 14 | 1
Energy Conservation (NREC) | Modernization (EEM) | DRYER | TUMBLER | DEHYDRATING MILK | 77 | 5 | 104 | 14 | 1
Energy Conservation (NREC) | Modernization (EEM) | DRYER | TUMBLER | DEHYDRATING NUTS | 77 | 5 | 105 | 14 | 1
Energy Conservation (NREC) | Modernization (EEM) | DRYER | TUMBLER | DEHYDRATING VEGS. | 77 | 5 | 106 | 14 | 1
Energy Conservation (NREC) | Modernization (EEM) | DRYER | TUMBLER | DRYING AGGREGATE | 77 | 5 | 107 | 14 | 1
Energy Conservation (NREC) | Modernization (EEM) | DRYER | TUMBLER | DRYING CATALYSTS | 77 | 5 | 108 | 14 | 1
Energy Conservation (NREC) | Modernization (EEM) | DRYER | TUMBLER | DRYING CERAMIC MOLDS | 77 | 5 | 109 | 14 | 1
Energy Conservation (NREC) | Modernization (EEM) | DRYER | TUMBLER | DRYING CHEM.TEXTAL. | 77 | 5 | 111 | 14 | 1
Energy Conservation (NREC) | Modernization (EEM) | DRYER | TUMBLER | DRYING CONCRETE BLKS | 77 | 5 | 110 | 14 | 1
Energy Conservation (NREC) | Modernization (EEM) | DRYER | TUMBLER | DRYING COTTON | 77 | 5 | 121 | 14 | 1
Energy Conservation (NREC) | Modernization (EEM) | DRYER | TUMBLER | DRYING GREEN CERAMIC | 77 | 5 | 112 | 14 | 1
Energy Conservation (NREC) | Modernization (EEM) | DRYER | TUMBLER | DRYING METAL CUTTING | 77 | 5 | 113 | 14 | 1
Energy Conservation (NREC) | Modernization (EEM) | DRYER | TUMBLER | DRYING SAND | 77 | 5 | 115 | 14 | 1
Energy Conservation (NREC) | Modernization (EEM) | FURNACE | BEAM | ANNEALING | 111 | 7 | 170 | 14 | 1
Energy Conservation (NREC) | Modernization (EEM) | FURNACE | BEAM | BRAZING METAL PARTS | 111 | 7 | 171 | 14 | 1
Energy Conservation (NREC) | Modernization (EEM) | FURNACE | BEAM | CARBON REGENERATION | 111 | 7 | 206 | 14 | 1
Energy Conservation (NREC) | Modernization (EEM) | FURNACE | BEAM | CARBURIZING | 111 | 7 | 172 | 14 | 1
Energy Conservation (NREC) | Modernization (EEM) | FURNACE | BEAM | CARBURIZING/QUENCH | 111 | 7 | 199 | 14 | 1
Energy Conservation (NREC) | Modernization (EEM) | FURNACE | BEAM | DEOXIDIZING METAL | 111 | 7 | 202 | 14 | 1
Energy Conservation (NREC) | Modernization (EEM) | FURNACE | BEAM | DRAW | 111 | 7 | 198 | 14 | 1
Energy Conservation (NREC) | Modernization (EEM) | FURNACE | BEAM | EXPNDNG PERLITE ORE | 111 | 7 | 205 | 14 | 1
Energy Conservation (NREC) | Modernization (EEM) | FURNACE | BEAM | EXTRUDING METAL | 111 | 7 | 203 | 14 | 1
Energy Conservation (NREC) | Modernization (EEM) | FURNACE | BEAM | FIRING PORCEL. ENML. | 111 | 7 | 173 | 14 | 1
Energy Conservation (NREC) | Modernization (EEM) | FURNACE | BEAM | FORMING | 111 | 7 | 201 | 14 | 1
Energy Conservation (NREC) | Modernization (EEM) | FURNACE | BEAM | GLASS MELTING | 111 | 7 | 174 | 14 | 1
Energy Conservation (NREC) | Modernization (EEM) | FURNACE | BEAM | GLAZING PROCESS | 111 | 7 | 175 | 14 | 1
Energy Conservation (NREC) | Modernization (EEM) | FURNACE | BEAM | HEAT TREATING | 111 | 7 | 179 | 14 | 1
Energy Conservation (NREC) | Modernization (EEM) | FURNACE | BEAM | HEATING FOR FORGING | 111 | 7 | 177 | 14 | 1
Energy Conservation (NREC) | Modernization (EEM) | FURNACE | BEAM | HEATING FOR ROLLING | 111 | 7 | 178 | 14 | 1
Energy Conservation (NREC) | Modernization (EEM) | FURNACE | BEAM | MELTING ALUM.-BRONZE | 111 | 7 | 184 | 14 | 1
Energy Conservation (NREC) | Modernization (EEM) | FURNACE | BEAM | MELTING ALUMINUM | 111 | 7 | 183 | 14 | 1
Energy Conservation (NREC) | Modernization (EEM) | FURNACE | BEAM | MELTING BRASS | 111 | 7 | 185 | 14 | 1
Energy Conservation (NREC) | Modernization (EEM) | FURNACE | BEAM | MELTING BRONZE | 111 | 7 | 186 | 14 | 1
Energy Conservation (NREC) | Modernization (EEM) | FURNACE | BEAM | MELTING FRIT | 111 | 7 | 181 | 14 | 1
Energy Conservation (NREC) | Modernization (EEM) | FURNACE | BEAM | MELTING IRON | 111 | 7 | 187 | 14 | 1
Energy Conservation (NREC) | Modernization (EEM) | FURNACE | BEAM | MELTING LEAD | 111 | 7 | 188 | 14 | 1
Energy Conservation (NREC) | Modernization (EEM) | FURNACE | BEAM | MELTING MAGNESIUM | 111 | 7 | 189 | 14 | 1
Energy Conservation (NREC) | Modernization (EEM) | FURNACE | BEAM | MELTING METAL | 111 | 7 | 182 | 14 | 1
Energy Conservation (NREC) | Modernization (EEM) | FURNACE | BEAM | MELTING ZINC | 111 | 7 | 190 | 14 | 1
Energy Conservation (NREC) | Modernization (EEM) | FURNACE | BEAM | POPPING PERLITE | 111 | 7 | 191 | 14 | 1
Energy Conservation (NREC) | Modernization (EEM) | FURNACE | BEAM | PRE-HEATING | 111 | 7 | 192 | 14 | 1
Energy Conservation (NREC) | Modernization (EEM) | FURNACE | BEAM | QUENCHING | 111 | 7 | 196 | 14 | 1
Energy Conservation (NREC) | Modernization (EEM) | FURNACE | BEAM | SINTERING METAL | 111 | 7 | 193 | 14 | 1
Energy Conservation (NREC) | Modernization (EEM) | FURNACE | BEAM | SMELTING SCRAP | 111 | 7 | 194 | 14 | 1
Energy Conservation (NREC) | Modernization (EEM) | FURNACE | BEAM | SPENT ACID RECOVERY | 111 | 7 | 204 | 14 | 1
Energy Conservation (NREC) | Modernization (EEM) | FURNACE | BEAM | ZINC VAPORIZATION | 111 | 7 | 200 | 14 | 1
Energy Conservation (NREC) | Modernization (EEM) | FURNACE | BEAVERMATIC | ANNEALING | 142 | 7 | 170 | 14 | 1
Energy Conservation (NREC) | Modernization (EEM) | FURNACE | BEAVERMATIC | BRAZING METAL PARTS | 142 | 7 | 171 | 14 | 1
Energy Conservation (NREC) | Modernization (EEM) | FURNACE | BEAVERMATIC | CARBON REGENERATION | 142 | 7 | 206 | 14 | 1
Energy Conservation (NREC) | Modernization (EEM) | FURNACE | BEAVERMATIC | CARBURIZING | 142 | 7 | 172 | 14 | 1
Energy Conservation (NREC) | Modernization (EEM) | FURNACE | BEAVERMATIC | CARBURIZING/QUENCH | 142 | 7 | 199 | 14 | 1
Energy Conservation (NREC) | Modernization (EEM) | FURNACE | BEAVERMATIC | DEOXIDIZING METAL | 142 | 7 | 202 | 14 | 1
Energy Conservation (NREC) | Modernization (EEM) | FURNACE | BEAVERMATIC | DRAW | 142 | 7 | 198 | 14 | 1
Energy Conservation (NREC) | Modernization (EEM) | FURNACE | BEAVERMATIC | EXPNDNG PERLITE ORE | 142 | 7 | 205 | 14 | 1
Energy Conservation (NREC) | Modernization (EEM) | FURNACE | BEAVERMATIC | EXTRUDING METAL | 142 | 7 | 203 | 14 | 1
Energy Conservation (NREC) | Modernization (EEM) | FURNACE | BEAVERMATIC | FIRING PORCEL. ENML. | 142 | 7 | 173 | 14 | 1
Energy Conservation (NREC) | Modernization (EEM) | FURNACE | BEAVERMATIC | FORMING | 142 | 7 | 201 | 14 | 1
Energy Conservation (NREC) | Modernization (EEM) | FURNACE | BEAVERMATIC | GLASS MELTING | 142 | 7 | 174 | 14 | 1
Energy Conservation (NREC) | Modernization (EEM) | FURNACE | BEAVERMATIC | GLAZING PROCESS | 142 | 7 | 175 | 14 | 1
Energy Conservation (NREC) | Modernization (EEM) | FURNACE | BEAVERMATIC | HEAT TREATING | 142 | 7 | 179 | 14 | 1
Energy Conservation (NREC) | Modernization (EEM) | FURNACE | BEAVERMATIC | HEATING FOR FORGING | 142 | 7 | 177 | 14 | 1
Energy Conservation (NREC) | Modernization (EEM) | FURNACE | BEAVERMATIC | HEATING FOR ROLLING | 142 | 7 | 178 | 14 | 1
Energy Conservation (NREC) | Modernization (EEM) | FURNACE | BEAVERMATIC | MELTING ALUM.-BRONZE | 142 | 7 | 184 | 14 | 1
Energy Conservation (NREC) | Modernization (EEM) | FURNACE | BEAVERMATIC | MELTING ALUMINUM | 142 | 7 | 183 | 14 | 1
Energy Conservation (NREC) | Modernization (EEM) | FURNACE | BEAVERMATIC | MELTING BRASS | 142 | 7 | 185 | 14 | 1
Energy Conservation (NREC) | Modernization (EEM) | FURNACE | BEAVERMATIC | MELTING BRONZE | 142 | 7 | 186 | 14 | 1
Energy Conservation (NREC) | Modernization (EEM) | FURNACE | BEAVERMATIC | MELTING FRIT | 142 | 7 | 181 | 14 | 1
Energy Conservation (NREC) | Modernization (EEM) | FURNACE | BEAVERMATIC | MELTING IRON | 142 | 7 | 187 | 14 | 1
Energy Conservation (NREC) | Modernization (EEM) | FURNACE | BEAVERMATIC | MELTING LEAD | 142 | 7 | 188 | 14 | 1
Energy Conservation (NREC) | Modernization (EEM) | FURNACE | BEAVERMATIC | MELTING MAGNESIUM | 142 | 7 | 189 | 14 | 1
Energy Conservation (NREC) | Modernization (EEM) | FURNACE | BEAVERMATIC | MELTING METAL | 142 | 7 | 182 | 14 | 1
Energy Conservation (NREC) | Modernization (EEM) | FURNACE | BEAVERMATIC | MELTING ZINC | 142 | 7 | 190 | 14 | 1
Energy Conservation (NREC) | Modernization (EEM) | FURNACE | BEAVERMATIC | POPPING PERLITE | 142 | 7 | 191 | 14 | 1
Energy Conservation (NREC) | Modernization (EEM) | FURNACE | BEAVERMATIC | PRE-HEATING | 142 | 7 | 192 | 14 | 1
Energy Conservation (NREC) | Modernization (EEM) | FURNACE | BEAVERMATIC | QUENCHING | 142 | 7 | 196 | 14 | 1
Energy Conservation (NREC) | Modernization (EEM) | FURNACE | BEAVERMATIC | SINTERING METAL | 142 | 7 | 193 | 14 | 1
Energy Conservation (NREC) | Modernization (EEM) | FURNACE | BEAVERMATIC | SMELTING SCRAP | 142 | 7 | 194 | 14 | 1
Energy Conservation (NREC) | Modernization (EEM) | FURNACE | BEAVERMATIC | SPENT ACID RECOVERY | 142 | 7 | 204 | 14 | 1
Energy Conservation (NREC) | Modernization (EEM) | FURNACE | BEAVERMATIC | ZINC VAPORIZATION | 142 | 7 | 200 | 14 | 1
Energy Conservation (NREC) | Modernization (EEM) | FURNACE | BELL- ATMOSPHERE | ANNEALING | 112 | 7 | 170 | 14 | 1
Energy Conservation (NREC) | Modernization (EEM) | FURNACE | BELL- ATMOSPHERE | BRAZING METAL PARTS | 112 | 7 | 171 | 14 | 1
Energy Conservation (NREC) | Modernization (EEM) | FURNACE | BELL- ATMOSPHERE | CARBON REGENERATION | 112 | 7 | 206 | 14 | 1
Energy Conservation (NREC) | Modernization (EEM) | FURNACE | BELL- ATMOSPHERE | CARBURIZING | 112 | 7 | 172 | 14 | 1
Energy Conservation (NREC) | Modernization (EEM) | FURNACE | BELL- ATMOSPHERE | CARBURIZING/QUENCH | 112 | 7 | 199 | 14 | 1
Energy Conservation (NREC) | Modernization (EEM) | FURNACE | BELL- ATMOSPHERE | DEOXIDIZING METAL | 112 | 7 | 202 | 14 | 1
Energy Conservation (NREC) | Modernization (EEM) | FURNACE | BELL- ATMOSPHERE | DRAW | 112 | 7 | 198 | 14 | 1
Energy Conservation (NREC) | Modernization (EEM) | FURNACE | BELL- ATMOSPHERE | EXPNDNG PERLITE ORE | 112 | 7 | 205 | 14 | 1
Energy Conservation (NREC) | Modernization (EEM) | FURNACE | BELL- ATMOSPHERE | EXTRUDING METAL | 112 | 7 | 203 | 14 | 1
Energy Conservation (NREC) | Modernization (EEM) | FURNACE | BELL- ATMOSPHERE | FIRING PORCEL. ENML. | 112 | 7 | 173 | 14 | 1
Energy Conservation (NREC) | Modernization (EEM) | FURNACE | BELL- ATMOSPHERE | FORMING | 112 | 7 | 201 | 14 | 1
Energy Conservation (NREC) | Modernization (EEM) | FURNACE | BELL- ATMOSPHERE | GLASS MELTING | 112 | 7 | 174 | 14 | 1
Energy Conservation (NREC) | Modernization (EEM) | FURNACE | BELL- ATMOSPHERE | GLAZING PROCESS | 112 | 7 | 175 | 14 | 1
Energy Conservation (NREC) | Modernization (EEM) | FURNACE | BELL- ATMOSPHERE | HEAT TREATING | 112 | 7 | 179 | 14 | 1
Energy Conservation (NREC) | Modernization (EEM) | FURNACE | BELL- ATMOSPHERE | HEATING FOR FORGING | 112 | 7 | 177 | 14 | 1
Energy Conservation (NREC) | Modernization (EEM) | FURNACE | BELL- ATMOSPHERE | HEATING FOR ROLLING | 112 | 7 | 178 | 14 | 1
Energy Conservation (NREC) | Modernization (EEM) | FURNACE | BELL- ATMOSPHERE | MELTING ALUM.-BRONZE | 112 | 7 | 184 | 14 | 1
Energy Conservation (NREC) | Modernization (EEM) | FURNACE | BELL- ATMOSPHERE | MELTING ALUMINUM | 112 | 7 | 183 | 14 | 1
Energy Conservation (NREC) | Modernization (EEM) | FURNACE | BELL- ATMOSPHERE | MELTING BRASS | 112 | 7 | 185 | 14 | 1
Energy Conservation (NREC) | Modernization (EEM) | FURNACE | BELL- ATMOSPHERE | MELTING BRONZE | 112 | 7 | 186 | 14 | 1
Energy Conservation (NREC) | Modernization (EEM) | FURNACE | BELL- ATMOSPHERE | MELTING FRIT | 112 | 7 | 181 | 14 | 1
Energy Conservation (NREC) | Modernization (EEM) | FURNACE | BELL- ATMOSPHERE | MELTING IRON | 112 | 7 | 187 | 14 | 1
Energy Conservation (NREC) | Modernization (EEM) | FURNACE | BELL- ATMOSPHERE | MELTING LEAD | 112 | 7 | 188 | 14 | 1
Energy Conservation (NREC) | Modernization (EEM) | FURNACE | BELL- ATMOSPHERE | MELTING MAGNESIUM | 112 | 7 | 189 | 14 | 1
Energy Conservation (NREC) | Modernization (EEM) | FURNACE | BELL- ATMOSPHERE | MELTING METAL | 112 | 7 | 182 | 14 | 1
Energy Conservation (NREC) | Modernization (EEM) | FURNACE | BELL- ATMOSPHERE | MELTING ZINC | 112 | 7 | 190 | 14 | 1
Energy Conservation (NREC) | Modernization (EEM) | FURNACE | BELL- ATMOSPHERE | POPPING PERLITE | 112 | 7 | 191 | 14 | 1
Energy Conservation (NREC) | Modernization (EEM) | FURNACE | BELL- ATMOSPHERE | PRE-HEATING | 112 | 7 | 192 | 14 | 1
Energy Conservation (NREC) | Modernization (EEM) | FURNACE | BELL- ATMOSPHERE | QUENCHING | 112 | 7 | 196 | 14 | 1
Energy Conservation (NREC) | Modernization (EEM) | FURNACE | BELL- ATMOSPHERE | SINTERING METAL | 112 | 7 | 193 | 14 | 1
Energy Conservation (NREC) | Modernization (EEM) | FURNACE | BELL- ATMOSPHERE | SMELTING SCRAP | 112 | 7 | 194 | 14 | 1
Energy Conservation (NREC) | Modernization (EEM) | FURNACE | BELL- ATMOSPHERE | SPENT ACID RECOVERY | 112 | 7 | 204 | 14 | 1
Energy Conservation (NREC) | Modernization (EEM) | FURNACE | BELL- ATMOSPHERE | ZINC VAPORIZATION | 112 | 7 | 200 | 14 | 1
Energy Conservation (NREC) | Modernization (EEM) | FURNACE | BILLET | ANNEALING | 113 | 7 | 170 | 14 | 1
Energy Conservation (NREC) | Modernization (EEM) | FURNACE | BILLET | BRAZING METAL PARTS | 113 | 7 | 171 | 14 | 1
Energy Conservation (NREC) | Modernization (EEM) | FURNACE | BILLET | CARBON REGENERATION | 113 | 7 | 206 | 14 | 1
Energy Conservation (NREC) | Modernization (EEM) | FURNACE | BILLET | CARBURIZING | 113 | 7 | 172 | 14 | 1
Energy Conservation (NREC) | Modernization (EEM) | FURNACE | BILLET | CARBURIZING/QUENCH | 113 | 7 | 199 | 14 | 1
Energy Conservation (NREC) | Modernization (EEM) | FURNACE | BILLET | DEOXIDIZING METAL | 113 | 7 | 202 | 14 | 1
Energy Conservation (NREC) | Modernization (EEM) | FURNACE | BILLET | DRAW | 113 | 7 | 198 | 14 | 1
Energy Conservation (NREC) | Modernization (EEM) | FURNACE | BILLET | EXPNDNG PERLITE ORE | 113 | 7 | 205 | 14 | 1
Energy Conservation (NREC) | Modernization (EEM) | FURNACE | BILLET | EXTRUDING METAL | 113 | 7 | 203 | 14 | 1
Energy Conservation (NREC) | Modernization (EEM) | FURNACE | BILLET | FIRING PORCEL. ENML. | 113 | 7 | 173 | 14 | 1
Energy Conservation (NREC) | Modernization (EEM) | FURNACE | BILLET | FORMING | 113 | 7 | 201 | 14 | 1
Energy Conservation (NREC) | Modernization (EEM) | FURNACE | BILLET | GLASS MELTING | 113 | 7 | 174 | 14 | 1
Energy Conservation (NREC) | Modernization (EEM) | FURNACE | BILLET | GLAZING PROCESS | 113 | 7 | 175 | 14 | 1
Energy Conservation (NREC) | Modernization (EEM) | FURNACE | BILLET | HEAT TREATING | 113 | 7 | 179 | 14 | 1
Energy Conservation (NREC) | Modernization (EEM) | FURNACE | BILLET | HEATING FOR FORGING | 113 | 7 | 177 | 14 | 1
Energy Conservation (NREC) | Modernization (EEM) | FURNACE | BILLET | HEATING FOR ROLLING | 113 | 7 | 178 | 14 | 1
Energy Conservation (NREC) | Modernization (EEM) | FURNACE | BILLET | MELTING ALUM.-BRONZE | 113 | 7 | 184 | 14 | 1
Energy Conservation (NREC) | Modernization (EEM) | FURNACE | BILLET | MELTING ALUMINUM | 113 | 7 | 183 | 14 | 1
Energy Conservation (NREC) | Modernization (EEM) | FURNACE | BILLET | MELTING BRASS | 113 | 7 | 185 | 14 | 1
Energy Conservation (NREC) | Modernization (EEM) | FURNACE | BILLET | MELTING BRONZE | 113 | 7 | 186 | 14 | 1
Energy Conservation (NREC) | Modernization (EEM) | FURNACE | BILLET | MELTING FRIT | 113 | 7 | 181 | 14 | 1
Energy Conservation (NREC) | Modernization (EEM) | FURNACE | BILLET | MELTING IRON | 113 | 7 | 187 | 14 | 1
Energy Conservation (NREC) | Modernization (EEM) | FURNACE | BILLET | MELTING LEAD | 113 | 7 | 188 | 14 | 1
Energy Conservation (NREC) | Modernization (EEM) | FURNACE | BILLET | MELTING MAGNESIUM | 113 | 7 | 189 | 14 | 1
Energy Conservation (NREC) | Modernization (EEM) | FURNACE | BILLET | MELTING METAL | 113 | 7 | 182 | 14 | 1
Energy Conservation (NREC) | Modernization (EEM) | FURNACE | BILLET | MELTING ZINC | 113 | 7 | 190 | 14 | 1
Energy Conservation (NREC) | Modernization (EEM) | FURNACE | BILLET | POPPING PERLITE | 113 | 7 | 191 | 14 | 1
Energy Conservation (NREC) | Modernization (EEM) | FURNACE | BILLET | PRE-HEATING | 113 | 7 | 192 | 14 | 1
Energy Conservation (NREC) | Modernization (EEM) | FURNACE | BILLET | QUENCHING | 113 | 7 | 196 | 14 | 1
Energy Conservation (NREC) | Modernization (EEM) | FURNACE | BILLET | SINTERING METAL | 113 | 7 | 193 | 14 | 1
Energy Conservation (NREC) | Modernization (EEM) | FURNACE | BILLET | SMELTING SCRAP | 113 | 7 | 194 | 14 | 1
Energy Conservation (NREC) | Modernization (EEM) | FURNACE | BILLET | SPENT ACID RECOVERY | 113 | 7 | 204 | 14 | 1
Energy Conservation (NREC) | Modernization (EEM) | FURNACE | BILLET | ZINC VAPORIZATION | 113 | 7 | 200 | 14 | 1
Energy Conservation (NREC) | Modernization (EEM) | FURNACE | BILLET- CONTINUOUS | ANNEALING | 114 | 7 | 170 | 14 | 1
Energy Conservation (NREC) | Modernization (EEM) | FURNACE | BILLET- CONTINUOUS | BRAZING METAL PARTS | 114 | 7 | 171 | 14 | 1
Energy Conservation (NREC) | Modernization (EEM) | FURNACE | BILLET- CONTINUOUS | CARBON REGENERATION | 114 | 7 | 206 | 14 | 1
Energy Conservation (NREC) | Modernization (EEM) | FURNACE | BILLET- CONTINUOUS | CARBURIZING | 114 | 7 | 172 | 14 | 1
Energy Conservation (NREC) | Modernization (EEM) | FURNACE | BILLET- CONTINUOUS | CARBURIZING/QUENCH | 114 | 7 | 199 | 14 | 1
Energy Conservation (NREC) | Modernization (EEM) | FURNACE | BILLET- CONTINUOUS | DEOXIDIZING METAL | 114 | 7 | 202 | 14 | 1
Energy Conservation (NREC) | Modernization (EEM) | FURNACE | BILLET- CONTINUOUS | DRAW | 114 | 7 | 198 | 14 | 1
Energy Conservation (NREC) | Modernization (EEM) | FURNACE | BILLET- CONTINUOUS | EXPNDNG PERLITE ORE | 114 | 7 | 205 | 14 | 1
Energy Conservation (NREC) | Modernization (EEM) | FURNACE | BILLET- CONTINUOUS | EXTRUDING METAL | 114 | 7 | 203 | 14 | 1
Energy Conservation (NREC) | Modernization (EEM) | FURNACE | BILLET- CONTINUOUS | FIRING PORCEL. ENML. | 114 | 7 | 173 | 14 | 1
Energy Conservation (NREC) | Modernization (EEM) | FURNACE | BILLET- CONTINUOUS | FORMING | 114 | 7 | 201 | 14 | 1
Energy Conservation (NREC) | Modernization (EEM) | FURNACE | BILLET- CONTINUOUS | GLASS MELTING | 114 | 7 | 174 | 14 | 1
Energy Conservation (NREC) | Modernization (EEM) | FURNACE | BILLET- CONTINUOUS | GLAZING PROCESS | 114 | 7 | 175 | 14 | 1
Energy Conservation (NREC) | Modernization (EEM) | FURNACE | BILLET- CONTINUOUS | HEAT TREATING | 114 | 7 | 179 | 14 | 1
Energy Conservation (NREC) | Modernization (EEM) | FURNACE | BILLET- CONTINUOUS | HEATING FOR FORGING | 114 | 7 | 177 | 14 | 1
Energy Conservation (NREC) | Modernization (EEM) | FURNACE | BILLET- CONTINUOUS | HEATING FOR ROLLING | 114 | 7 | 178 | 14 | 1
Energy Conservation (NREC) | Modernization (EEM) | FURNACE | BILLET- CONTINUOUS | MELTING ALUM.-BRONZE | 114 | 7 | 184 | 14 | 1
Energy Conservation (NREC) | Modernization (EEM) | FURNACE | BILLET- CONTINUOUS | MELTING ALUMINUM | 114 | 7 | 183 | 14 | 1
Energy Conservation (NREC) | Modernization (EEM) | FURNACE | BILLET- CONTINUOUS | MELTING BRASS | 114 | 7 | 185 | 14 | 1
Energy Conservation (NREC) | Modernization (EEM) | FURNACE | BILLET- CONTINUOUS | MELTING BRONZE | 114 | 7 | 186 | 14 | 1
Energy Conservation (NREC) | Modernization (EEM) | FURNACE | BILLET- CONTINUOUS | MELTING FRIT | 114 | 7 | 181 | 14 | 1
Energy Conservation (NREC) | Modernization (EEM) | FURNACE | BILLET- CONTINUOUS | MELTING IRON | 114 | 7 | 187 | 14 | 1
Energy Conservation (NREC) | Modernization (EEM) | FURNACE | BILLET- CONTINUOUS | MELTING LEAD | 114 | 7 | 188 | 14 | 1
Energy Conservation (NREC) | Modernization (EEM) | FURNACE | BILLET- CONTINUOUS | MELTING MAGNESIUM | 114 | 7 | 189 | 14 | 1
Energy Conservation (NREC) | Modernization (EEM) | FURNACE | BILLET- CONTINUOUS | MELTING METAL | 114 | 7 | 182 | 14 | 1
Energy Conservation (NREC) | Modernization (EEM) | FURNACE | BILLET- CONTINUOUS | MELTING ZINC | 114 | 7 | 190 | 14 | 1
Energy Conservation (NREC) | Modernization (EEM) | FURNACE | BILLET- CONTINUOUS | POPPING PERLITE | 114 | 7 | 191 | 14 | 1
Energy Conservation (NREC) | Modernization (EEM) | FURNACE | BILLET- CONTINUOUS | PRE-HEATING | 114 | 7 | 192 | 14 | 1
Energy Conservation (NREC) | Modernization (EEM) | FURNACE | BILLET- CONTINUOUS | QUENCHING | 114 | 7 | 196 | 14 | 1
Energy Conservation (NREC) | Modernization (EEM) | FURNACE | BILLET- CONTINUOUS | SINTERING METAL | 114 | 7 | 193 | 14 | 1
Energy Conservation (NREC) | Modernization (EEM) | FURNACE | BILLET- CONTINUOUS | SMELTING SCRAP | 114 | 7 | 194 | 14 | 1
Energy Conservation (NREC) | Modernization (EEM) | FURNACE | BILLET- CONTINUOUS | SPENT ACID RECOVERY | 114 | 7 | 204 | 14 | 1
Energy Conservation (NREC) | Modernization (EEM) | FURNACE | BILLET- CONTINUOUS | ZINC VAPORIZATION | 114 | 7 | 200 | 14 | 1
Energy Conservation (NREC) | Modernization (EEM) | FURNACE | BLAST | ANNEALING | 115 | 7 | 170 | 14 | 1
Energy Conservation (NREC) | Modernization (EEM) | FURNACE | BLAST | BRAZING METAL PARTS | 115 | 7 | 171 | 14 | 1
Energy Conservation (NREC) | Modernization (EEM) | FURNACE | BLAST | CARBON REGENERATION | 115 | 7 | 206 | 14 | 1
Energy Conservation (NREC) | Modernization (EEM) | FURNACE | BLAST | CARBURIZING | 115 | 7 | 172 | 14 | 1
Energy Conservation (NREC) | Modernization (EEM) | FURNACE | BLAST | CARBURIZING/QUENCH | 115 | 7 | 199 | 14 | 1
Energy Conservation (NREC) | Modernization (EEM) | FURNACE | BLAST | DEOXIDIZING METAL | 115 | 7 | 202 | 14 | 1
Energy Conservation (NREC) | Modernization (EEM) | FURNACE | BLAST | DRAW | 115 | 7 | 198 | 14 | 1
Energy Conservation (NREC) | Modernization (EEM) | FURNACE | BLAST | EXPNDNG PERLITE ORE | 115 | 7 | 205 | 14 | 1
Energy Conservation (NREC) | Modernization (EEM) | FURNACE | BLAST | EXTRUDING METAL | 115 | 7 | 203 | 14 | 1
Energy Conservation (NREC) | Modernization (EEM) | FURNACE | BLAST | FIRING PORCEL. ENML. | 115 | 7 | 173 | 14 | 1
Energy Conservation (NREC) | Modernization (EEM) | FURNACE | BLAST | FORMING | 115 | 7 | 201 | 14 | 1
Energy Conservation (NREC) | Modernization (EEM) | FURNACE | BLAST | GLASS MELTING | 115 | 7 | 174 | 14 | 1
Energy Conservation (NREC) | Modernization (EEM) | FURNACE | BLAST | GLAZING PROCESS | 115 | 7 | 175 | 14 | 1
Energy Conservation (NREC) | Modernization (EEM) | FURNACE | BLAST | HEAT TREATING | 115 | 7 | 179 | 14 | 1
Energy Conservation (NREC) | Modernization (EEM) | FURNACE | BLAST | HEATING FOR FORGING | 115 | 7 | 177 | 14 | 1
Energy Conservation (NREC) | Modernization (EEM) | FURNACE | BLAST | HEATING FOR ROLLING | 115 | 7 | 178 | 14 | 1
Energy Conservation (NREC) | Modernization (EEM) | FURNACE | BLAST | MELTING ALUM.-BRONZE | 115 | 7 | 184 | 14 | 1
Energy Conservation (NREC) | Modernization (EEM) | FURNACE | BLAST | MELTING ALUMINUM | 115 | 7 | 183 | 14 | 1
Energy Conservation (NREC) | Modernization (EEM) | FURNACE | BLAST | MELTING BRASS | 115 | 7 | 185 | 14 | 1
Energy Conservation (NREC) | Modernization (EEM) | FURNACE | BLAST | MELTING BRONZE | 115 | 7 | 186 | 14 | 1
Energy Conservation (NREC) | Modernization (EEM) | FURNACE | BLAST | MELTING FRIT | 115 | 7 | 181 | 14 | 1
Energy Conservation (NREC) | Modernization (EEM) | FURNACE | BLAST | MELTING IRON | 115 | 7 | 187 | 14 | 1
Energy Conservation (NREC) | Modernization (EEM) | FURNACE | BLAST | MELTING LEAD | 115 | 7 | 188 | 14 | 1
Energy Conservation (NREC) | Modernization (EEM) | FURNACE | BLAST | MELTING MAGNESIUM | 115 | 7 | 189 | 14 | 1
Energy Conservation (NREC) | Modernization (EEM) | FURNACE | BLAST | MELTING METAL | 115 | 7 | 182 | 14 | 1
Energy Conservation (NREC) | Modernization (EEM) | FURNACE | BLAST | MELTING ZINC | 115 | 7 | 190 | 14 | 1
Energy Conservation (NREC) | Modernization (EEM) | FURNACE | BLAST | POPPING PERLITE | 115 | 7 | 191 | 14 | 1
Energy Conservation (NREC) | Modernization (EEM) | FURNACE | BLAST | PRE-HEATING | 115 | 7 | 192 | 14 | 1
Energy Conservation (NREC) | Modernization (EEM) | FURNACE | BLAST | QUENCHING | 115 | 7 | 196 | 14 | 1
Energy Conservation (NREC) | Modernization (EEM) | FURNACE | BLAST | SINTERING METAL | 115 | 7 | 193 | 14 | 1
Energy Conservation (NREC) | Modernization (EEM) | FURNACE | BLAST | SMELTING SCRAP | 115 | 7 | 194 | 14 | 1
Energy Conservation (NREC) | Modernization (EEM) | FURNACE | BLAST | SPENT ACID RECOVERY | 115 | 7 | 204 | 14 | 1
Energy Conservation (NREC) | Modernization (EEM) | FURNACE | BLAST | ZINC VAPORIZATION | 115 | 7 | 200 | 14 | 1
Energy Conservation (NREC) | Modernization (EEM) | FURNACE | CAR BOTTOM | ANNEALING | 117 | 7 | 170 | 14 | 1
Energy Conservation (NREC) | Modernization (EEM) | FURNACE | CAR BOTTOM | BRAZING METAL PARTS | 117 | 7 | 171 | 14 | 1
Energy Conservation (NREC) | Modernization (EEM) | FURNACE | CAR BOTTOM | CARBON REGENERATION | 117 | 7 | 206 | 14 | 1
Energy Conservation (NREC) | Modernization (EEM) | FURNACE | CAR BOTTOM | CARBURIZING | 117 | 7 | 172 | 14 | 1
Energy Conservation (NREC) | Modernization (EEM) | FURNACE | CAR BOTTOM | CARBURIZING/QUENCH | 117 | 7 | 199 | 14 | 1
Energy Conservation (NREC) | Modernization (EEM) | FURNACE | CAR BOTTOM | DEOXIDIZING METAL | 117 | 7 | 202 | 14 | 1
Energy Conservation (NREC) | Modernization (EEM) | FURNACE | CAR BOTTOM | DRAW | 117 | 7 | 198 | 14 | 1
Energy Conservation (NREC) | Modernization (EEM) | FURNACE | CAR BOTTOM | EXPNDNG PERLITE ORE | 117 | 7 | 205 | 14 | 1
Energy Conservation (NREC) | Modernization (EEM) | FURNACE | CAR BOTTOM | EXTRUDING METAL | 117 | 7 | 203 | 14 | 1
Energy Conservation (NREC) | Modernization (EEM) | FURNACE | CAR BOTTOM | FIRING PORCEL. ENML. | 117 | 7 | 173 | 14 | 1
Energy Conservation (NREC) | Modernization (EEM) | FURNACE | CAR BOTTOM | FORMING | 117 | 7 | 201 | 14 | 1
Energy Conservation (NREC) | Modernization (EEM) | FURNACE | CAR BOTTOM | GLASS MELTING | 117 | 7 | 174 | 14 | 1
Energy Conservation (NREC) | Modernization (EEM) | FURNACE | CAR BOTTOM | GLAZING PROCESS | 117 | 7 | 175 | 14 | 1
Energy Conservation (NREC) | Modernization (EEM) | FURNACE | CAR BOTTOM | HEAT TREATING | 117 | 7 | 179 | 14 | 1
Energy Conservation (NREC) | Modernization (EEM) | FURNACE | CAR BOTTOM | HEATING FOR FORGING | 117 | 7 | 177 | 14 | 1
Energy Conservation (NREC) | Modernization (EEM) | FURNACE | CAR BOTTOM | HEATING FOR ROLLING | 117 | 7 | 178 | 14 | 1
Energy Conservation (NREC) | Modernization (EEM) | FURNACE | CAR BOTTOM | MELTING ALUM.-BRONZE | 117 | 7 | 184 | 14 | 1
Energy Conservation (NREC) | Modernization (EEM) | FURNACE | CAR BOTTOM | MELTING ALUMINUM | 117 | 7 | 183 | 14 | 1
Energy Conservation (NREC) | Modernization (EEM) | FURNACE | CAR BOTTOM | MELTING BRASS | 117 | 7 | 185 | 14 | 1
Energy Conservation (NREC) | Modernization (EEM) | FURNACE | CAR BOTTOM | MELTING BRONZE | 117 | 7 | 186 | 14 | 1
Energy Conservation (NREC) | Modernization (EEM) | FURNACE | CAR BOTTOM | MELTING FRIT | 117 | 7 | 181 | 14 | 1
Energy Conservation (NREC) | Modernization (EEM) | FURNACE | CAR BOTTOM | MELTING IRON | 117 | 7 | 187 | 14 | 1
Energy Conservation (NREC) | Modernization (EEM) | FURNACE | CAR BOTTOM | MELTING LEAD | 117 | 7 | 188 | 14 | 1
Energy Conservation (NREC) | Modernization (EEM) | FURNACE | CAR BOTTOM | MELTING MAGNESIUM | 117 | 7 | 189 | 14 | 1
Energy Conservation (NREC) | Modernization (EEM) | FURNACE | CAR BOTTOM | MELTING METAL | 117 | 7 | 182 | 14 | 1
Energy Conservation (NREC) | Modernization (EEM) | FURNACE | CAR BOTTOM | MELTING ZINC | 117 | 7 | 190 | 14 | 1
Energy Conservation (NREC) | Modernization (EEM) | FURNACE | CAR BOTTOM | POPPING PERLITE | 117 | 7 | 191 | 14 | 1
Energy Conservation (NREC) | Modernization (EEM) | FURNACE | CAR BOTTOM | PRE-HEATING | 117 | 7 | 192 | 14 | 1
Energy Conservation (NREC) | Modernization (EEM) | FURNACE | CAR BOTTOM | QUENCHING | 117 | 7 | 196 | 14 | 1
Energy Conservation (NREC) | Modernization (EEM) | FURNACE | CAR BOTTOM | SINTERING METAL | 117 | 7 | 193 | 14 | 1
Energy Conservation (NREC) | Modernization (EEM) | FURNACE | CAR BOTTOM | SMELTING SCRAP | 117 | 7 | 194 | 14 | 1
Energy Conservation (NREC) | Modernization (EEM) | FURNACE | CAR BOTTOM | SPENT ACID RECOVERY | 117 | 7 | 204 | 14 | 1
Energy Conservation (NREC) | Modernization (EEM) | FURNACE | CAR BOTTOM | ZINC VAPORIZATION | 117 | 7 | 200 | 14 | 1
Energy Conservation (NREC) | Modernization (EEM) | FURNACE | CRUCIBLE | ANNEALING | 119 | 7 | 170 | 14 | 1
Energy Conservation (NREC) | Modernization (EEM) | FURNACE | CRUCIBLE | BRAZING METAL PARTS | 119 | 7 | 171 | 14 | 1
Energy Conservation (NREC) | Modernization (EEM) | FURNACE | CRUCIBLE | CARBON REGENERATION | 119 | 7 | 206 | 14 | 1
Energy Conservation (NREC) | Modernization (EEM) | FURNACE | CRUCIBLE | CARBURIZING | 119 | 7 | 172 | 14 | 1
Energy Conservation (NREC) | Modernization (EEM) | FURNACE | CRUCIBLE | CARBURIZING/QUENCH | 119 | 7 | 199 | 14 | 1
Energy Conservation (NREC) | Modernization (EEM) | FURNACE | CRUCIBLE | DEOXIDIZING METAL | 119 | 7 | 202 | 14 | 1
Energy Conservation (NREC) | Modernization (EEM) | FURNACE | CRUCIBLE | DRAW | 119 | 7 | 198 | 14 | 1
Energy Conservation (NREC) | Modernization (EEM) | FURNACE | CRUCIBLE | EXPNDNG PERLITE ORE | 119 | 7 | 205 | 14 | 1
Energy Conservation (NREC) | Modernization (EEM) | FURNACE | CRUCIBLE | EXTRUDING METAL | 119 | 7 | 203 | 14 | 1
Energy Conservation (NREC) | Modernization (EEM) | FURNACE | CRUCIBLE | FIRING PORCEL. ENML. | 119 | 7 | 173 | 14 | 1
Energy Conservation (NREC) | Modernization (EEM) | FURNACE | CRUCIBLE | FORMING | 119 | 7 | 201 | 14 | 1
Energy Conservation (NREC) | Modernization (EEM) | FURNACE | CRUCIBLE | GLASS MELTING | 119 | 7 | 174 | 14 | 1
Energy Conservation (NREC) | Modernization (EEM) | FURNACE | CRUCIBLE | GLAZING PROCESS | 119 | 7 | 175 | 14 | 1
Energy Conservation (NREC) | Modernization (EEM) | FURNACE | CRUCIBLE | HEAT TREATING | 119 | 7 | 179 | 14 | 1
Energy Conservation (NREC) | Modernization (EEM) | FURNACE | CRUCIBLE | HEATING FOR FORGING | 119 | 7 | 177 | 14 | 1
Energy Conservation (NREC) | Modernization (EEM) | FURNACE | CRUCIBLE | HEATING FOR ROLLING | 119 | 7 | 178 | 14 | 1
Energy Conservation (NREC) | Modernization (EEM) | FURNACE | CRUCIBLE | MELTING ALUM.-BRONZE | 119 | 7 | 184 | 14 | 1
Energy Conservation (NREC) | Modernization (EEM) | FURNACE | CRUCIBLE | MELTING ALUMINUM | 119 | 7 | 183 | 14 | 1
Energy Conservation (NREC) | Modernization (EEM) | FURNACE | CRUCIBLE | MELTING BRASS | 119 | 7 | 185 | 14 | 1
Energy Conservation (NREC) | Modernization (EEM) | FURNACE | CRUCIBLE | MELTING BRONZE | 119 | 7 | 186 | 14 | 1
Energy Conservation (NREC) | Modernization (EEM) | FURNACE | CRUCIBLE | MELTING FRIT | 119 | 7 | 181 | 14 | 1
Energy Conservation (NREC) | Modernization (EEM) | FURNACE | CRUCIBLE | MELTING IRON | 119 | 7 | 187 | 14 | 1
Energy Conservation (NREC) | Modernization (EEM) | FURNACE | CRUCIBLE | MELTING LEAD | 119 | 7 | 188 | 14 | 1
Energy Conservation (NREC) | Modernization (EEM) | FURNACE | CRUCIBLE | MELTING MAGNESIUM | 119 | 7 | 189 | 14 | 1
Energy Conservation (NREC) | Modernization (EEM) | FURNACE | CRUCIBLE | MELTING METAL | 119 | 7 | 182 | 14 | 1
Energy Conservation (NREC) | Modernization (EEM) | FURNACE | CRUCIBLE | MELTING ZINC | 119 | 7 | 190 | 14 | 1
Energy Conservation (NREC) | Modernization (EEM) | FURNACE | CRUCIBLE | POPPING PERLITE | 119 | 7 | 191 | 14 | 1
Energy Conservation (NREC) | Modernization (EEM) | FURNACE | CRUCIBLE | PRE-HEATING | 119 | 7 | 192 | 14 | 1
Energy Conservation (NREC) | Modernization (EEM) | FURNACE | CRUCIBLE | QUENCHING | 119 | 7 | 196 | 14 | 1
Energy Conservation (NREC) | Modernization (EEM) | FURNACE | CRUCIBLE | SINTERING METAL | 119 | 7 | 193 | 14 | 1
Energy Conservation (NREC) | Modernization (EEM) | FURNACE | CRUCIBLE | SMELTING SCRAP | 119 | 7 | 194 | 14 | 1
Energy Conservation (NREC) | Modernization (EEM) | FURNACE | CRUCIBLE | SPENT ACID RECOVERY | 119 | 7 | 204 | 14 | 1
Energy Conservation (NREC) | Modernization (EEM) | FURNACE | CRUCIBLE | ZINC VAPORIZATION | 119 | 7 | 200 | 14 | 1
Energy Conservation (NREC) | Modernization (EEM) | FURNACE | CUPOLA | ANNEALING | 120 | 7 | 170 | 14 | 1
Energy Conservation (NREC) | Modernization (EEM) | FURNACE | CUPOLA | BRAZING METAL PARTS | 120 | 7 | 171 | 14 | 1
Energy Conservation (NREC) | Modernization (EEM) | FURNACE | CUPOLA | CARBON REGENERATION | 120 | 7 | 206 | 14 | 1
Energy Conservation (NREC) | Modernization (EEM) | FURNACE | CUPOLA | CARBURIZING | 120 | 7 | 172 | 14 | 1
Energy Conservation (NREC) | Modernization (EEM) | FURNACE | CUPOLA | CARBURIZING/QUENCH | 120 | 7 | 199 | 14 | 1
Energy Conservation (NREC) | Modernization (EEM) | FURNACE | CUPOLA | DEOXIDIZING METAL | 120 | 7 | 202 | 14 | 1
Energy Conservation (NREC) | Modernization (EEM) | FURNACE | CUPOLA | DRAW | 120 | 7 | 198 | 14 | 1
Energy Conservation (NREC) | Modernization (EEM) | FURNACE | CUPOLA | EXPNDNG PERLITE ORE | 120 | 7 | 205 | 14 | 1
Energy Conservation (NREC) | Modernization (EEM) | FURNACE | CUPOLA | EXTRUDING METAL | 120 | 7 | 203 | 14 | 1
Energy Conservation (NREC) | Modernization (EEM) | FURNACE | CUPOLA | FIRING PORCEL. ENML. | 120 | 7 | 173 | 14 | 1
Energy Conservation (NREC) | Modernization (EEM) | FURNACE | CUPOLA | FORMING | 120 | 7 | 201 | 14 | 1
Energy Conservation (NREC) | Modernization (EEM) | FURNACE | CUPOLA | GLASS MELTING | 120 | 7 | 174 | 14 | 1
Energy Conservation (NREC) | Modernization (EEM) | FURNACE | CUPOLA | GLAZING PROCESS | 120 | 7 | 175 | 14 | 1
Energy Conservation (NREC) | Modernization (EEM) | FURNACE | CUPOLA | HEAT TREATING | 120 | 7 | 179 | 14 | 1
Energy Conservation (NREC) | Modernization (EEM) | FURNACE | CUPOLA | HEATING FOR FORGING | 120 | 7 | 177 | 14 | 1
Energy Conservation (NREC) | Modernization (EEM) | FURNACE | CUPOLA | HEATING FOR ROLLING | 120 | 7 | 178 | 14 | 1
Energy Conservation (NREC) | Modernization (EEM) | FURNACE | CUPOLA | MELTING ALUM.-BRONZE | 120 | 7 | 184 | 14 | 1
Energy Conservation (NREC) | Modernization (EEM) | FURNACE | CUPOLA | MELTING ALUMINUM | 120 | 7 | 183 | 14 | 1
Energy Conservation (NREC) | Modernization (EEM) | FURNACE | CUPOLA | MELTING BRASS | 120 | 7 | 185 | 14 | 1
Energy Conservation (NREC) | Modernization (EEM) | FURNACE | CUPOLA | MELTING BRONZE | 120 | 7 | 186 | 14 | 1
Energy Conservation (NREC) | Modernization (EEM) | FURNACE | CUPOLA | MELTING FRIT | 120 | 7 | 181 | 14 | 1
Energy Conservation (NREC) | Modernization (EEM) | FURNACE | CUPOLA | MELTING IRON | 120 | 7 | 187 | 14 | 1
Energy Conservation (NREC) | Modernization (EEM) | FURNACE | CUPOLA | MELTING LEAD | 120 | 7 | 188 | 14 | 1
Energy Conservation (NREC) | Modernization (EEM) | FURNACE | CUPOLA | MELTING MAGNESIUM | 120 | 7 | 189 | 14 | 1
Energy Conservation (NREC) | Modernization (EEM) | FURNACE | CUPOLA | MELTING METAL | 120 | 7 | 182 | 14 | 1
Energy Conservation (NREC) | Modernization (EEM) | FURNACE | CUPOLA | MELTING ZINC | 120 | 7 | 190 | 14 | 1
Energy Conservation (NREC) | Modernization (EEM) | FURNACE | CUPOLA | POPPING PERLITE | 120 | 7 | 191 | 14 | 1
Energy Conservation (NREC) | Modernization (EEM) | FURNACE | CUPOLA | PRE-HEATING | 120 | 7 | 192 | 14 | 1
Energy Conservation (NREC) | Modernization (EEM) | FURNACE | CUPOLA | QUENCHING | 120 | 7 | 196 | 14 | 1
Energy Conservation (NREC) | Modernization (EEM) | FURNACE | CUPOLA | SINTERING METAL | 120 | 7 | 193 | 14 | 1
Energy Conservation (NREC) | Modernization (EEM) | FURNACE | CUPOLA | SMELTING SCRAP | 120 | 7 | 194 | 14 | 1
Energy Conservation (NREC) | Modernization (EEM) | FURNACE | CUPOLA | SPENT ACID RECOVERY | 120 | 7 | 204 | 14 | 1
Energy Conservation (NREC) | Modernization (EEM) | FURNACE | CUPOLA | ZINC VAPORIZATION | 120 | 7 | 200 | 14 | 1
Energy Conservation (NREC) | Modernization (EEM) | FURNACE | DIE CASTING | ANNEALING | 121 | 7 | 170 | 14 | 1
Energy Conservation (NREC) | Modernization (EEM) | FURNACE | DIE CASTING | BRAZING METAL PARTS | 121 | 7 | 171 | 14 | 1
Energy Conservation (NREC) | Modernization (EEM) | FURNACE | DIE CASTING | CARBON REGENERATION | 121 | 7 | 206 | 14 | 1
Energy Conservation (NREC) | Modernization (EEM) | FURNACE | DIE CASTING | CARBURIZING | 121 | 7 | 172 | 14 | 1
Energy Conservation (NREC) | Modernization (EEM) | FURNACE | DIE CASTING | CARBURIZING/QUENCH | 121 | 7 | 199 | 14 | 1
Energy Conservation (NREC) | Modernization (EEM) | FURNACE | DIE CASTING | DEOXIDIZING METAL | 121 | 7 | 202 | 14 | 1
Energy Conservation (NREC) | Modernization (EEM) | FURNACE | DIE CASTING | DRAW | 121 | 7 | 198 | 14 | 1
Energy Conservation (NREC) | Modernization (EEM) | FURNACE | DIE CASTING | EXPNDNG PERLITE ORE | 121 | 7 | 205 | 14 | 1
Energy Conservation (NREC) | Modernization (EEM) | FURNACE | DIE CASTING | EXTRUDING METAL | 121 | 7 | 203 | 14 | 1
Energy Conservation (NREC) | Modernization (EEM) | FURNACE | DIE CASTING | FIRING PORCEL. ENML. | 121 | 7 | 173 | 14 | 1
Energy Conservation (NREC) | Modernization (EEM) | FURNACE | DIE CASTING | FORMING | 121 | 7 | 201 | 14 | 1
Energy Conservation (NREC) | Modernization (EEM) | FURNACE | DIE CASTING | GLASS MELTING | 121 | 7 | 174 | 14 | 1
Energy Conservation (NREC) | Modernization (EEM) | FURNACE | DIE CASTING | GLAZING PROCESS | 121 | 7 | 175 | 14 | 1
Energy Conservation (NREC) | Modernization (EEM) | FURNACE | DIE CASTING | HEAT TREATING | 121 | 7 | 179 | 14 | 1
Energy Conservation (NREC) | Modernization (EEM) | FURNACE | DIE CASTING | HEATING FOR FORGING | 121 | 7 | 177 | 14 | 1
Energy Conservation (NREC) | Modernization (EEM) | FURNACE | DIE CASTING | HEATING FOR ROLLING | 121 | 7 | 178 | 14 | 1
Energy Conservation (NREC) | Modernization (EEM) | FURNACE | DIE CASTING | MELTING ALUM.-BRONZE | 121 | 7 | 184 | 14 | 1
Energy Conservation (NREC) | Modernization (EEM) | FURNACE | DIE CASTING | MELTING ALUMINUM | 121 | 7 | 183 | 14 | 1
Energy Conservation (NREC) | Modernization (EEM) | FURNACE | DIE CASTING | MELTING BRASS | 121 | 7 | 185 | 14 | 1
Energy Conservation (NREC) | Modernization (EEM) | FURNACE | DIE CASTING | MELTING BRONZE | 121 | 7 | 186 | 14 | 1
Energy Conservation (NREC) | Modernization (EEM) | FURNACE | DIE CASTING | MELTING FRIT | 121 | 7 | 181 | 14 | 1
Energy Conservation (NREC) | Modernization (EEM) | FURNACE | DIE CASTING | MELTING IRON | 121 | 7 | 187 | 14 | 1
Energy Conservation (NREC) | Modernization (EEM) | FURNACE | DIE CASTING | MELTING LEAD | 121 | 7 | 188 | 14 | 1
Energy Conservation (NREC) | Modernization (EEM) | FURNACE | DIE CASTING | MELTING MAGNESIUM | 121 | 7 | 189 | 14 | 1
Energy Conservation (NREC) | Modernization (EEM) | FURNACE | DIE CASTING | MELTING METAL | 121 | 7 | 182 | 14 | 1
Energy Conservation (NREC) | Modernization (EEM) | FURNACE | DIE CASTING | MELTING ZINC | 121 | 7 | 190 | 14 | 1
Energy Conservation (NREC) | Modernization (EEM) | FURNACE | DIE CASTING | POPPING PERLITE | 121 | 7 | 191 | 14 | 1
Energy Conservation (NREC) | Modernization (EEM) | FURNACE | DIE CASTING | PRE-HEATING | 121 | 7 | 192 | 14 | 1
Energy Conservation (NREC) | Modernization (EEM) | FURNACE | DIE CASTING | QUENCHING | 121 | 7 | 196 | 14 | 1
Energy Conservation (NREC) | Modernization (EEM) | FURNACE | DIE CASTING | SINTERING METAL | 121 | 7 | 193 | 14 | 1
Energy Conservation (NREC) | Modernization (EEM) | FURNACE | DIE CASTING | SMELTING SCRAP | 121 | 7 | 194 | 14 | 1
Energy Conservation (NREC) | Modernization (EEM) | FURNACE | DIE CASTING | SPENT ACID RECOVERY | 121 | 7 | 204 | 14 | 1
Energy Conservation (NREC) | Modernization (EEM) | FURNACE | DIE CASTING | ZINC VAPORIZATION | 121 | 7 | 200 | 14 | 1
Energy Conservation (NREC) | Modernization (EEM) | FURNACE | DRAW | ANNEALING | 144 | 7 | 170 | 14 | 1
Energy Conservation (NREC) | Modernization (EEM) | FURNACE | DRAW | BRAZING METAL PARTS | 144 | 7 | 171 | 14 | 1
Energy Conservation (NREC) | Modernization (EEM) | FURNACE | DRAW | CARBON REGENERATION | 144 | 7 | 206 | 14 | 1
Energy Conservation (NREC) | Modernization (EEM) | FURNACE | DRAW | CARBURIZING | 144 | 7 | 172 | 14 | 1
Energy Conservation (NREC) | Modernization (EEM) | FURNACE | DRAW | CARBURIZING/QUENCH | 144 | 7 | 199 | 14 | 1
Energy Conservation (NREC) | Modernization (EEM) | FURNACE | DRAW | DEOXIDIZING METAL | 144 | 7 | 202 | 14 | 1
Energy Conservation (NREC) | Modernization (EEM) | FURNACE | DRAW | DRAW | 144 | 7 | 198 | 14 | 1
Energy Conservation (NREC) | Modernization (EEM) | FURNACE | DRAW | EXPNDNG PERLITE ORE | 144 | 7 | 205 | 14 | 1
Energy Conservation (NREC) | Modernization (EEM) | FURNACE | DRAW | EXTRUDING METAL | 144 | 7 | 203 | 14 | 1
Energy Conservation (NREC) | Modernization (EEM) | FURNACE | DRAW | FIRING PORCEL. ENML. | 144 | 7 | 173 | 14 | 1
Energy Conservation (NREC) | Modernization (EEM) | FURNACE | DRAW | FORMING | 144 | 7 | 201 | 14 | 1
Energy Conservation (NREC) | Modernization (EEM) | FURNACE | DRAW | GLASS MELTING | 144 | 7 | 174 | 14 | 1
Energy Conservation (NREC) | Modernization (EEM) | FURNACE | DRAW | GLAZING PROCESS | 144 | 7 | 175 | 14 | 1
Energy Conservation (NREC) | Modernization (EEM) | FURNACE | DRAW | HEAT TREATING | 144 | 7 | 179 | 14 | 1
Energy Conservation (NREC) | Modernization (EEM) | FURNACE | DRAW | HEATING FOR FORGING | 144 | 7 | 177 | 14 | 1
Energy Conservation (NREC) | Modernization (EEM) | FURNACE | DRAW | HEATING FOR ROLLING | 144 | 7 | 178 | 14 | 1
Energy Conservation (NREC) | Modernization (EEM) | FURNACE | DRAW | MELTING ALUM.-BRONZE | 144 | 7 | 184 | 14 | 1
Energy Conservation (NREC) | Modernization (EEM) | FURNACE | DRAW | MELTING ALUMINUM | 144 | 7 | 183 | 14 | 1
Energy Conservation (NREC) | Modernization (EEM) | FURNACE | DRAW | MELTING BRASS | 144 | 7 | 185 | 14 | 1
Energy Conservation (NREC) | Modernization (EEM) | FURNACE | DRAW | MELTING BRONZE | 144 | 7 | 186 | 14 | 1
Energy Conservation (NREC) | Modernization (EEM) | FURNACE | DRAW | MELTING FRIT | 144 | 7 | 181 | 14 | 1
Energy Conservation (NREC) | Modernization (EEM) | FURNACE | DRAW | MELTING IRON | 144 | 7 | 187 | 14 | 1
Energy Conservation (NREC) | Modernization (EEM) | FURNACE | DRAW | MELTING LEAD | 144 | 7 | 188 | 14 | 1
Energy Conservation (NREC) | Modernization (EEM) | FURNACE | DRAW | MELTING MAGNESIUM | 144 | 7 | 189 | 14 | 1
Energy Conservation (NREC) | Modernization (EEM) | FURNACE | DRAW | MELTING METAL | 144 | 7 | 182 | 14 | 1
Energy Conservation (NREC) | Modernization (EEM) | FURNACE | DRAW | MELTING ZINC | 144 | 7 | 190 | 14 | 1
Energy Conservation (NREC) | Modernization (EEM) | FURNACE | DRAW | POPPING PERLITE | 144 | 7 | 191 | 14 | 1
Energy Conservation (NREC) | Modernization (EEM) | FURNACE | DRAW | PRE-HEATING | 144 | 7 | 192 | 14 | 1
Energy Conservation (NREC) | Modernization (EEM) | FURNACE | DRAW | QUENCHING | 144 | 7 | 196 | 14 | 1
Energy Conservation (NREC) | Modernization (EEM) | FURNACE | DRAW | SINTERING METAL | 144 | 7 | 193 | 14 | 1
Energy Conservation (NREC) | Modernization (EEM) | FURNACE | DRAW | SMELTING SCRAP | 144 | 7 | 194 | 14 | 1
Energy Conservation (NREC) | Modernization (EEM) | FURNACE | DRAW | SPENT ACID RECOVERY | 144 | 7 | 204 | 14 | 1
Energy Conservation (NREC) | Modernization (EEM) | FURNACE | DRAW | ZINC VAPORIZATION | 144 | 7 | 200 | 14 | 1
Energy Conservation (NREC) | Modernization (EEM) | FURNACE | ENAMELING BATCH | ANNEALING | 122 | 7 | 170 | 14 | 1
Energy Conservation (NREC) | Modernization (EEM) | FURNACE | ENAMELING BATCH | BRAZING METAL PARTS | 122 | 7 | 171 | 14 | 1
Energy Conservation (NREC) | Modernization (EEM) | FURNACE | ENAMELING BATCH | CARBON REGENERATION | 122 | 7 | 206 | 14 | 1
Energy Conservation (NREC) | Modernization (EEM) | FURNACE | ENAMELING BATCH | CARBURIZING | 122 | 7 | 172 | 14 | 1
Energy Conservation (NREC) | Modernization (EEM) | FURNACE | ENAMELING BATCH | CARBURIZING/QUENCH | 122 | 7 | 199 | 14 | 1
Energy Conservation (NREC) | Modernization (EEM) | FURNACE | ENAMELING BATCH | DEOXIDIZING METAL | 122 | 7 | 202 | 14 | 1
Energy Conservation (NREC) | Modernization (EEM) | FURNACE | ENAMELING BATCH | DRAW | 122 | 7 | 198 | 14 | 1
Energy Conservation (NREC) | Modernization (EEM) | FURNACE | ENAMELING BATCH | EXPNDNG PERLITE ORE | 122 | 7 | 205 | 14 | 1
Energy Conservation (NREC) | Modernization (EEM) | FURNACE | ENAMELING BATCH | EXTRUDING METAL | 122 | 7 | 203 | 14 | 1
Energy Conservation (NREC) | Modernization (EEM) | FURNACE | ENAMELING BATCH | FIRING PORCEL. ENML. | 122 | 7 | 173 | 14 | 1
Energy Conservation (NREC) | Modernization (EEM) | FURNACE | ENAMELING BATCH | FORMING | 122 | 7 | 201 | 14 | 1
Energy Conservation (NREC) | Modernization (EEM) | FURNACE | ENAMELING BATCH | GLASS MELTING | 122 | 7 | 174 | 14 | 1
Energy Conservation (NREC) | Modernization (EEM) | FURNACE | ENAMELING BATCH | GLAZING PROCESS | 122 | 7 | 175 | 14 | 1
Energy Conservation (NREC) | Modernization (EEM) | FURNACE | ENAMELING BATCH | HEAT TREATING | 122 | 7 | 179 | 14 | 1
Energy Conservation (NREC) | Modernization (EEM) | FURNACE | ENAMELING BATCH | HEATING FOR FORGING | 122 | 7 | 177 | 14 | 1
Energy Conservation (NREC) | Modernization (EEM) | FURNACE | ENAMELING BATCH | HEATING FOR ROLLING | 122 | 7 | 178 | 14 | 1
Energy Conservation (NREC) | Modernization (EEM) | FURNACE | ENAMELING BATCH | MELTING ALUM.-BRONZE | 122 | 7 | 184 | 14 | 1
Energy Conservation (NREC) | Modernization (EEM) | FURNACE | ENAMELING BATCH | MELTING ALUMINUM | 122 | 7 | 183 | 14 | 1
Energy Conservation (NREC) | Modernization (EEM) | FURNACE | ENAMELING BATCH | MELTING BRASS | 122 | 7 | 185 | 14 | 1
Energy Conservation (NREC) | Modernization (EEM) | FURNACE | ENAMELING BATCH | MELTING BRONZE | 122 | 7 | 186 | 14 | 1
Energy Conservation (NREC) | Modernization (EEM) | FURNACE | ENAMELING BATCH | MELTING FRIT | 122 | 7 | 181 | 14 | 1
Energy Conservation (NREC) | Modernization (EEM) | FURNACE | ENAMELING BATCH | MELTING IRON | 122 | 7 | 187 | 14 | 1
Energy Conservation (NREC) | Modernization (EEM) | FURNACE | ENAMELING BATCH | MELTING LEAD | 122 | 7 | 188 | 14 | 1
Energy Conservation (NREC) | Modernization (EEM) | FURNACE | ENAMELING BATCH | MELTING MAGNESIUM | 122 | 7 | 189 | 14 | 1
Energy Conservation (NREC) | Modernization (EEM) | FURNACE | ENAMELING BATCH | MELTING METAL | 122 | 7 | 182 | 14 | 1
Energy Conservation (NREC) | Modernization (EEM) | FURNACE | ENAMELING BATCH | MELTING ZINC | 122 | 7 | 190 | 14 | 1
Energy Conservation (NREC) | Modernization (EEM) | FURNACE | ENAMELING BATCH | POPPING PERLITE | 122 | 7 | 191 | 14 | 1
Energy Conservation (NREC) | Modernization (EEM) | FURNACE | ENAMELING BATCH | PRE-HEATING | 122 | 7 | 192 | 14 | 1
Energy Conservation (NREC) | Modernization (EEM) | FURNACE | ENAMELING BATCH | QUENCHING | 122 | 7 | 196 | 14 | 1
Energy Conservation (NREC) | Modernization (EEM) | FURNACE | ENAMELING BATCH | SINTERING METAL | 122 | 7 | 193 | 14 | 1
Energy Conservation (NREC) | Modernization (EEM) | FURNACE | ENAMELING BATCH | SMELTING SCRAP | 122 | 7 | 194 | 14 | 1
Energy Conservation (NREC) | Modernization (EEM) | FURNACE | ENAMELING BATCH | SPENT ACID RECOVERY | 122 | 7 | 204 | 14 | 1
Energy Conservation (NREC) | Modernization (EEM) | FURNACE | ENAMELING BATCH | ZINC VAPORIZATION | 122 | 7 | 200 | 14 | 1
Energy Conservation (NREC) | Modernization (EEM) | FURNACE | ENAMELING CONTIN. | ANNEALING | 123 | 7 | 170 | 14 | 1
Energy Conservation (NREC) | Modernization (EEM) | FURNACE | ENAMELING CONTIN. | BRAZING METAL PARTS | 123 | 7 | 171 | 14 | 1
Energy Conservation (NREC) | Modernization (EEM) | FURNACE | ENAMELING CONTIN. | CARBON REGENERATION | 123 | 7 | 206 | 14 | 1
Energy Conservation (NREC) | Modernization (EEM) | FURNACE | ENAMELING CONTIN. | CARBURIZING | 123 | 7 | 172 | 14 | 1
Energy Conservation (NREC) | Modernization (EEM) | FURNACE | ENAMELING CONTIN. | CARBURIZING/QUENCH | 123 | 7 | 199 | 14 | 1
Energy Conservation (NREC) | Modernization (EEM) | FURNACE | ENAMELING CONTIN. | DEOXIDIZING METAL | 123 | 7 | 202 | 14 | 1
Energy Conservation (NREC) | Modernization (EEM) | FURNACE | ENAMELING CONTIN. | DRAW | 123 | 7 | 198 | 14 | 1
Energy Conservation (NREC) | Modernization (EEM) | FURNACE | ENAMELING CONTIN. | EXPNDNG PERLITE ORE | 123 | 7 | 205 | 14 | 1
Energy Conservation (NREC) | Modernization (EEM) | FURNACE | ENAMELING CONTIN. | EXTRUDING METAL | 123 | 7 | 203 | 14 | 1
Energy Conservation (NREC) | Modernization (EEM) | FURNACE | ENAMELING CONTIN. | FIRING PORCEL. ENML. | 123 | 7 | 173 | 14 | 1
Energy Conservation (NREC) | Modernization (EEM) | FURNACE | ENAMELING CONTIN. | FORMING | 123 | 7 | 201 | 14 | 1
Energy Conservation (NREC) | Modernization (EEM) | FURNACE | ENAMELING CONTIN. | GLASS MELTING | 123 | 7 | 174 | 14 | 1
Energy Conservation (NREC) | Modernization (EEM) | FURNACE | ENAMELING CONTIN. | GLAZING PROCESS | 123 | 7 | 175 | 14 | 1
Energy Conservation (NREC) | Modernization (EEM) | FURNACE | ENAMELING CONTIN. | HEAT TREATING | 123 | 7 | 179 | 14 | 1
Energy Conservation (NREC) | Modernization (EEM) | FURNACE | ENAMELING CONTIN. | HEATING FOR FORGING | 123 | 7 | 177 | 14 | 1
Energy Conservation (NREC) | Modernization (EEM) | FURNACE | ENAMELING CONTIN. | HEATING FOR ROLLING | 123 | 7 | 178 | 14 | 1
Energy Conservation (NREC) | Modernization (EEM) | FURNACE | ENAMELING CONTIN. | MELTING ALUM.-BRONZE | 123 | 7 | 184 | 14 | 1
Energy Conservation (NREC) | Modernization (EEM) | FURNACE | ENAMELING CONTIN. | MELTING ALUMINUM | 123 | 7 | 183 | 14 | 1
Energy Conservation (NREC) | Modernization (EEM) | FURNACE | ENAMELING CONTIN. | MELTING BRASS | 123 | 7 | 185 | 14 | 1
Energy Conservation (NREC) | Modernization (EEM) | FURNACE | ENAMELING CONTIN. | MELTING BRONZE | 123 | 7 | 186 | 14 | 1
Energy Conservation (NREC) | Modernization (EEM) | FURNACE | ENAMELING CONTIN. | MELTING FRIT | 123 | 7 | 181 | 14 | 1
Energy Conservation (NREC) | Modernization (EEM) | FURNACE | ENAMELING CONTIN. | MELTING IRON | 123 | 7 | 187 | 14 | 1
Energy Conservation (NREC) | Modernization (EEM) | FURNACE | ENAMELING CONTIN. | MELTING LEAD | 123 | 7 | 188 | 14 | 1
Energy Conservation (NREC) | Modernization (EEM) | FURNACE | ENAMELING CONTIN. | MELTING MAGNESIUM | 123 | 7 | 189 | 14 | 1
Energy Conservation (NREC) | Modernization (EEM) | FURNACE | ENAMELING CONTIN. | MELTING METAL | 123 | 7 | 182 | 14 | 1
Energy Conservation (NREC) | Modernization (EEM) | FURNACE | ENAMELING CONTIN. | MELTING ZINC | 123 | 7 | 190 | 14 | 1
Energy Conservation (NREC) | Modernization (EEM) | FURNACE | ENAMELING CONTIN. | POPPING PERLITE | 123 | 7 | 191 | 14 | 1
Energy Conservation (NREC) | Modernization (EEM) | FURNACE | ENAMELING CONTIN. | PRE-HEATING | 123 | 7 | 192 | 14 | 1
Energy Conservation (NREC) | Modernization (EEM) | FURNACE | ENAMELING CONTIN. | QUENCHING | 123 | 7 | 196 | 14 | 1
Energy Conservation (NREC) | Modernization (EEM) | FURNACE | ENAMELING CONTIN. | SINTERING METAL | 123 | 7 | 193 | 14 | 1
Energy Conservation (NREC) | Modernization (EEM) | FURNACE | ENAMELING CONTIN. | SMELTING SCRAP | 123 | 7 | 194 | 14 | 1
Energy Conservation (NREC) | Modernization (EEM) | FURNACE | ENAMELING CONTIN. | SPENT ACID RECOVERY | 123 | 7 | 204 | 14 | 1
Energy Conservation (NREC) | Modernization (EEM) | FURNACE | ENAMELING CONTIN. | ZINC VAPORIZATION | 123 | 7 | 200 | 14 | 1
Energy Conservation (NREC) | Modernization (EEM) | FURNACE | FORGE CONVEYOR | ANNEALING | 125 | 7 | 170 | 14 | 1
Energy Conservation (NREC) | Modernization (EEM) | FURNACE | FORGE CONVEYOR | BRAZING METAL PARTS | 125 | 7 | 171 | 14 | 1
Energy Conservation (NREC) | Modernization (EEM) | FURNACE | FORGE CONVEYOR | CARBON REGENERATION | 125 | 7 | 206 | 14 | 1
Energy Conservation (NREC) | Modernization (EEM) | FURNACE | FORGE CONVEYOR | CARBURIZING | 125 | 7 | 172 | 14 | 1
Energy Conservation (NREC) | Modernization (EEM) | FURNACE | FORGE CONVEYOR | CARBURIZING/QUENCH | 125 | 7 | 199 | 14 | 1
Energy Conservation (NREC) | Modernization (EEM) | FURNACE | FORGE CONVEYOR | DEOXIDIZING METAL | 125 | 7 | 202 | 14 | 1
Energy Conservation (NREC) | Modernization (EEM) | FURNACE | FORGE CONVEYOR | DRAW | 125 | 7 | 198 | 14 | 1
Energy Conservation (NREC) | Modernization (EEM) | FURNACE | FORGE CONVEYOR | EXPNDNG PERLITE ORE | 125 | 7 | 205 | 14 | 1
Energy Conservation (NREC) | Modernization (EEM) | FURNACE | FORGE CONVEYOR | EXTRUDING METAL | 125 | 7 | 203 | 14 | 1
Energy Conservation (NREC) | Modernization (EEM) | FURNACE | FORGE CONVEYOR | FIRING PORCEL. ENML. | 125 | 7 | 173 | 14 | 1
Energy Conservation (NREC) | Modernization (EEM) | FURNACE | FORGE CONVEYOR | FORMING | 125 | 7 | 201 | 14 | 1
Energy Conservation (NREC) | Modernization (EEM) | FURNACE | FORGE CONVEYOR | GLASS MELTING | 125 | 7 | 174 | 14 | 1
Energy Conservation (NREC) | Modernization (EEM) | FURNACE | FORGE CONVEYOR | GLAZING PROCESS | 125 | 7 | 175 | 14 | 1
Energy Conservation (NREC) | Modernization (EEM) | FURNACE | FORGE CONVEYOR | HEAT TREATING | 125 | 7 | 179 | 14 | 1
Energy Conservation (NREC) | Modernization (EEM) | FURNACE | FORGE CONVEYOR | HEATING FOR FORGING | 125 | 7 | 177 | 14 | 1
Energy Conservation (NREC) | Modernization (EEM) | FURNACE | FORGE CONVEYOR | HEATING FOR ROLLING | 125 | 7 | 178 | 14 | 1
Energy Conservation (NREC) | Modernization (EEM) | FURNACE | FORGE CONVEYOR | MELTING ALUM.-BRONZE | 125 | 7 | 184 | 14 | 1
Energy Conservation (NREC) | Modernization (EEM) | FURNACE | FORGE CONVEYOR | MELTING ALUMINUM | 125 | 7 | 183 | 14 | 1
Energy Conservation (NREC) | Modernization (EEM) | FURNACE | FORGE CONVEYOR | MELTING BRASS | 125 | 7 | 185 | 14 | 1
Energy Conservation (NREC) | Modernization (EEM) | FURNACE | FORGE CONVEYOR | MELTING BRONZE | 125 | 7 | 186 | 14 | 1
Energy Conservation (NREC) | Modernization (EEM) | FURNACE | FORGE CONVEYOR | MELTING FRIT | 125 | 7 | 181 | 14 | 1
Energy Conservation (NREC) | Modernization (EEM) | FURNACE | FORGE CONVEYOR | MELTING IRON | 125 | 7 | 187 | 14 | 1
Energy Conservation (NREC) | Modernization (EEM) | FURNACE | FORGE CONVEYOR | MELTING LEAD | 125 | 7 | 188 | 14 | 1
Energy Conservation (NREC) | Modernization (EEM) | FURNACE | FORGE CONVEYOR | MELTING MAGNESIUM | 125 | 7 | 189 | 14 | 1
Energy Conservation (NREC) | Modernization (EEM) | FURNACE | FORGE CONVEYOR | MELTING METAL | 125 | 7 | 182 | 14 | 1
Energy Conservation (NREC) | Modernization (EEM) | FURNACE | FORGE CONVEYOR | MELTING ZINC | 125 | 7 | 190 | 14 | 1
Energy Conservation (NREC) | Modernization (EEM) | FURNACE | FORGE CONVEYOR | POPPING PERLITE | 125 | 7 | 191 | 14 | 1
Energy Conservation (NREC) | Modernization (EEM) | FURNACE | FORGE CONVEYOR | PRE-HEATING | 125 | 7 | 192 | 14 | 1
Energy Conservation (NREC) | Modernization (EEM) | FURNACE | FORGE CONVEYOR | QUENCHING | 125 | 7 | 196 | 14 | 1
Energy Conservation (NREC) | Modernization (EEM) | FURNACE | FORGE CONVEYOR | SINTERING METAL | 125 | 7 | 193 | 14 | 1
Energy Conservation (NREC) | Modernization (EEM) | FURNACE | FORGE CONVEYOR | SMELTING SCRAP | 125 | 7 | 194 | 14 | 1
Energy Conservation (NREC) | Modernization (EEM) | FURNACE | FORGE CONVEYOR | SPENT ACID RECOVERY | 125 | 7 | 204 | 14 | 1
Energy Conservation (NREC) | Modernization (EEM) | FURNACE | FORGE CONVEYOR | ZINC VAPORIZATION | 125 | 7 | 200 | 14 | 1
Energy Conservation (NREC) | Modernization (EEM) | FURNACE | FORGE ROTARY | ANNEALING | 126 | 7 | 170 | 14 | 1
Energy Conservation (NREC) | Modernization (EEM) | FURNACE | FORGE ROTARY | BRAZING METAL PARTS | 126 | 7 | 171 | 14 | 1
Energy Conservation (NREC) | Modernization (EEM) | FURNACE | FORGE ROTARY | CARBON REGENERATION | 126 | 7 | 206 | 14 | 1
Energy Conservation (NREC) | Modernization (EEM) | FURNACE | FORGE ROTARY | CARBURIZING | 126 | 7 | 172 | 14 | 1
Energy Conservation (NREC) | Modernization (EEM) | FURNACE | FORGE ROTARY | CARBURIZING/QUENCH | 126 | 7 | 199 | 14 | 1
Energy Conservation (NREC) | Modernization (EEM) | FURNACE | FORGE ROTARY | DEOXIDIZING METAL | 126 | 7 | 202 | 14 | 1
Energy Conservation (NREC) | Modernization (EEM) | FURNACE | FORGE ROTARY | DRAW | 126 | 7 | 198 | 14 | 1
Energy Conservation (NREC) | Modernization (EEM) | FURNACE | FORGE ROTARY | EXPNDNG PERLITE ORE | 126 | 7 | 205 | 14 | 1
Energy Conservation (NREC) | Modernization (EEM) | FURNACE | FORGE ROTARY | EXTRUDING METAL | 126 | 7 | 203 | 14 | 1
Energy Conservation (NREC) | Modernization (EEM) | FURNACE | FORGE ROTARY | FIRING PORCEL. ENML. | 126 | 7 | 173 | 14 | 1
Energy Conservation (NREC) | Modernization (EEM) | FURNACE | FORGE ROTARY | FORMING | 126 | 7 | 201 | 14 | 1
Energy Conservation (NREC) | Modernization (EEM) | FURNACE | FORGE ROTARY | GLASS MELTING | 126 | 7 | 174 | 14 | 1
Energy Conservation (NREC) | Modernization (EEM) | FURNACE | FORGE ROTARY | GLAZING PROCESS | 126 | 7 | 175 | 14 | 1
Energy Conservation (NREC) | Modernization (EEM) | FURNACE | FORGE ROTARY | HEAT TREATING | 126 | 7 | 179 | 14 | 1
Energy Conservation (NREC) | Modernization (EEM) | FURNACE | FORGE ROTARY | HEATING FOR FORGING | 126 | 7 | 177 | 14 | 1
Energy Conservation (NREC) | Modernization (EEM) | FURNACE | FORGE ROTARY | HEATING FOR ROLLING | 126 | 7 | 178 | 14 | 1
Energy Conservation (NREC) | Modernization (EEM) | FURNACE | FORGE ROTARY | MELTING ALUM.-BRONZE | 126 | 7 | 184 | 14 | 1
Energy Conservation (NREC) | Modernization (EEM) | FURNACE | FORGE ROTARY | MELTING ALUMINUM | 126 | 7 | 183 | 14 | 1
Energy Conservation (NREC) | Modernization (EEM) | FURNACE | FORGE ROTARY | MELTING BRASS | 126 | 7 | 185 | 14 | 1
Energy Conservation (NREC) | Modernization (EEM) | FURNACE | FORGE ROTARY | MELTING BRONZE | 126 | 7 | 186 | 14 | 1
Energy Conservation (NREC) | Modernization (EEM) | FURNACE | FORGE ROTARY | MELTING FRIT | 126 | 7 | 181 | 14 | 1
Energy Conservation (NREC) | Modernization (EEM) | FURNACE | FORGE ROTARY | MELTING IRON | 126 | 7 | 187 | 14 | 1
Energy Conservation (NREC) | Modernization (EEM) | FURNACE | FORGE ROTARY | MELTING LEAD | 126 | 7 | 188 | 14 | 1
Energy Conservation (NREC) | Modernization (EEM) | FURNACE | FORGE ROTARY | MELTING MAGNESIUM | 126 | 7 | 189 | 14 | 1
Energy Conservation (NREC) | Modernization (EEM) | FURNACE | FORGE ROTARY | MELTING METAL | 126 | 7 | 182 | 14 | 1
Energy Conservation (NREC) | Modernization (EEM) | FURNACE | FORGE ROTARY | MELTING ZINC | 126 | 7 | 190 | 14 | 1
Energy Conservation (NREC) | Modernization (EEM) | FURNACE | FORGE ROTARY | POPPING PERLITE | 126 | 7 | 191 | 14 | 1
Energy Conservation (NREC) | Modernization (EEM) | FURNACE | FORGE ROTARY | PRE-HEATING | 126 | 7 | 192 | 14 | 1
Energy Conservation (NREC) | Modernization (EEM) | FURNACE | FORGE ROTARY | QUENCHING | 126 | 7 | 196 | 14 | 1
Energy Conservation (NREC) | Modernization (EEM) | FURNACE | FORGE ROTARY | SINTERING METAL | 126 | 7 | 193 | 14 | 1
Energy Conservation (NREC) | Modernization (EEM) | FURNACE | FORGE ROTARY | SMELTING SCRAP | 126 | 7 | 194 | 14 | 1
Energy Conservation (NREC) | Modernization (EEM) | FURNACE | FORGE ROTARY | SPENT ACID RECOVERY | 126 | 7 | 204 | 14 | 1
Energy Conservation (NREC) | Modernization (EEM) | FURNACE | FORGE ROTARY | ZINC VAPORIZATION | 126 | 7 | 200 | 14 | 1
Energy Conservation (NREC) | Modernization (EEM) | FURNACE | FORGE SLOT | ANNEALING | 127 | 7 | 170 | 14 | 1
Energy Conservation (NREC) | Modernization (EEM) | FURNACE | FORGE SLOT | BRAZING METAL PARTS | 127 | 7 | 171 | 14 | 1
Energy Conservation (NREC) | Modernization (EEM) | FURNACE | FORGE SLOT | CARBON REGENERATION | 127 | 7 | 206 | 14 | 1
Energy Conservation (NREC) | Modernization (EEM) | FURNACE | FORGE SLOT | CARBURIZING | 127 | 7 | 172 | 14 | 1
Energy Conservation (NREC) | Modernization (EEM) | FURNACE | FORGE SLOT | CARBURIZING/QUENCH | 127 | 7 | 199 | 14 | 1
Energy Conservation (NREC) | Modernization (EEM) | FURNACE | FORGE SLOT | DEOXIDIZING METAL | 127 | 7 | 202 | 14 | 1
Energy Conservation (NREC) | Modernization (EEM) | FURNACE | FORGE SLOT | DRAW | 127 | 7 | 198 | 14 | 1
Energy Conservation (NREC) | Modernization (EEM) | FURNACE | FORGE SLOT | EXPNDNG PERLITE ORE | 127 | 7 | 205 | 14 | 1
Energy Conservation (NREC) | Modernization (EEM) | FURNACE | FORGE SLOT | EXTRUDING METAL | 127 | 7 | 203 | 14 | 1
Energy Conservation (NREC) | Modernization (EEM) | FURNACE | FORGE SLOT | FIRING PORCEL. ENML. | 127 | 7 | 173 | 14 | 1
Energy Conservation (NREC) | Modernization (EEM) | FURNACE | FORGE SLOT | FORMING | 127 | 7 | 201 | 14 | 1
Energy Conservation (NREC) | Modernization (EEM) | FURNACE | FORGE SLOT | GLASS MELTING | 127 | 7 | 174 | 14 | 1
Energy Conservation (NREC) | Modernization (EEM) | FURNACE | FORGE SLOT | GLAZING PROCESS | 127 | 7 | 175 | 14 | 1
Energy Conservation (NREC) | Modernization (EEM) | FURNACE | FORGE SLOT | HEAT TREATING | 127 | 7 | 179 | 14 | 1
Energy Conservation (NREC) | Modernization (EEM) | FURNACE | FORGE SLOT | HEATING FOR FORGING | 127 | 7 | 177 | 14 | 1
Energy Conservation (NREC) | Modernization (EEM) | FURNACE | FORGE SLOT | HEATING FOR ROLLING | 127 | 7 | 178 | 14 | 1
Energy Conservation (NREC) | Modernization (EEM) | FURNACE | FORGE SLOT | MELTING ALUM.-BRONZE | 127 | 7 | 184 | 14 | 1
Energy Conservation (NREC) | Modernization (EEM) | FURNACE | FORGE SLOT | MELTING ALUMINUM | 127 | 7 | 183 | 14 | 1
Energy Conservation (NREC) | Modernization (EEM) | FURNACE | FORGE SLOT | MELTING BRASS | 127 | 7 | 185 | 14 | 1
Energy Conservation (NREC) | Modernization (EEM) | FURNACE | FORGE SLOT | MELTING BRONZE | 127 | 7 | 186 | 14 | 1
Energy Conservation (NREC) | Modernization (EEM) | FURNACE | FORGE SLOT | MELTING FRIT | 127 | 7 | 181 | 14 | 1
Energy Conservation (NREC) | Modernization (EEM) | FURNACE | FORGE SLOT | MELTING IRON | 127 | 7 | 187 | 14 | 1
Energy Conservation (NREC) | Modernization (EEM) | FURNACE | FORGE SLOT | MELTING LEAD | 127 | 7 | 188 | 14 | 1
Energy Conservation (NREC) | Modernization (EEM) | FURNACE | FORGE SLOT | MELTING MAGNESIUM | 127 | 7 | 189 | 14 | 1
Energy Conservation (NREC) | Modernization (EEM) | FURNACE | FORGE SLOT | MELTING METAL | 127 | 7 | 182 | 14 | 1
Energy Conservation (NREC) | Modernization (EEM) | FURNACE | FORGE SLOT | MELTING ZINC | 127 | 7 | 190 | 14 | 1
Energy Conservation (NREC) | Modernization (EEM) | FURNACE | FORGE SLOT | POPPING PERLITE | 127 | 7 | 191 | 14 | 1
Energy Conservation (NREC) | Modernization (EEM) | FURNACE | FORGE SLOT | PRE-HEATING | 127 | 7 | 192 | 14 | 1
Energy Conservation (NREC) | Modernization (EEM) | FURNACE | FORGE SLOT | QUENCHING | 127 | 7 | 196 | 14 | 1
Energy Conservation (NREC) | Modernization (EEM) | FURNACE | FORGE SLOT | SINTERING METAL | 127 | 7 | 193 | 14 | 1
Energy Conservation (NREC) | Modernization (EEM) | FURNACE | FORGE SLOT | SMELTING SCRAP | 127 | 7 | 194 | 14 | 1
Energy Conservation (NREC) | Modernization (EEM) | FURNACE | FORGE SLOT | SPENT ACID RECOVERY | 127 | 7 | 204 | 14 | 1
Energy Conservation (NREC) | Modernization (EEM) | FURNACE | FORGE SLOT | ZINC VAPORIZATION | 127 | 7 | 200 | 14 | 1
Energy Conservation (NREC) | Modernization (EEM) | FURNACE | FORGE WALKING | ANNEALING | 128 | 7 | 170 | 14 | 1
Energy Conservation (NREC) | Modernization (EEM) | FURNACE | FORGE WALKING | BRAZING METAL PARTS | 128 | 7 | 171 | 14 | 1
Energy Conservation (NREC) | Modernization (EEM) | FURNACE | FORGE WALKING | CARBON REGENERATION | 128 | 7 | 206 | 14 | 1
Energy Conservation (NREC) | Modernization (EEM) | FURNACE | FORGE WALKING | CARBURIZING | 128 | 7 | 172 | 14 | 1
Energy Conservation (NREC) | Modernization (EEM) | FURNACE | FORGE WALKING | CARBURIZING/QUENCH | 128 | 7 | 199 | 14 | 1
Energy Conservation (NREC) | Modernization (EEM) | FURNACE | FORGE WALKING | DEOXIDIZING METAL | 128 | 7 | 202 | 14 | 1
Energy Conservation (NREC) | Modernization (EEM) | FURNACE | FORGE WALKING | DRAW | 128 | 7 | 198 | 14 | 1
Energy Conservation (NREC) | Modernization (EEM) | FURNACE | FORGE WALKING | EXPNDNG PERLITE ORE | 128 | 7 | 205 | 14 | 1
Energy Conservation (NREC) | Modernization (EEM) | FURNACE | FORGE WALKING | EXTRUDING METAL | 128 | 7 | 203 | 14 | 1
Energy Conservation (NREC) | Modernization (EEM) | FURNACE | FORGE WALKING | FIRING PORCEL. ENML. | 128 | 7 | 173 | 14 | 1
Energy Conservation (NREC) | Modernization (EEM) | FURNACE | FORGE WALKING | FORMING | 128 | 7 | 201 | 14 | 1
Energy Conservation (NREC) | Modernization (EEM) | FURNACE | FORGE WALKING | GLASS MELTING | 128 | 7 | 174 | 14 | 1
Energy Conservation (NREC) | Modernization (EEM) | FURNACE | FORGE WALKING | GLAZING PROCESS | 128 | 7 | 175 | 14 | 1
Energy Conservation (NREC) | Modernization (EEM) | FURNACE | FORGE WALKING | HEAT TREATING | 128 | 7 | 179 | 14 | 1
Energy Conservation (NREC) | Modernization (EEM) | FURNACE | FORGE WALKING | HEATING FOR FORGING | 128 | 7 | 177 | 14 | 1
Energy Conservation (NREC) | Modernization (EEM) | FURNACE | FORGE WALKING | HEATING FOR ROLLING | 128 | 7 | 178 | 14 | 1
Energy Conservation (NREC) | Modernization (EEM) | FURNACE | FORGE WALKING | MELTING ALUM.-BRONZE | 128 | 7 | 184 | 14 | 1
Energy Conservation (NREC) | Modernization (EEM) | FURNACE | FORGE WALKING | MELTING ALUMINUM | 128 | 7 | 183 | 14 | 1
Energy Conservation (NREC) | Modernization (EEM) | FURNACE | FORGE WALKING | MELTING BRASS | 128 | 7 | 185 | 14 | 1
Energy Conservation (NREC) | Modernization (EEM) | FURNACE | FORGE WALKING | MELTING BRONZE | 128 | 7 | 186 | 14 | 1
Energy Conservation (NREC) | Modernization (EEM) | FURNACE | FORGE WALKING | MELTING FRIT | 128 | 7 | 181 | 14 | 1
Energy Conservation (NREC) | Modernization (EEM) | FURNACE | FORGE WALKING | MELTING IRON | 128 | 7 | 187 | 14 | 1
Energy Conservation (NREC) | Modernization (EEM) | FURNACE | FORGE WALKING | MELTING LEAD | 128 | 7 | 188 | 14 | 1
Energy Conservation (NREC) | Modernization (EEM) | FURNACE | FORGE WALKING | MELTING MAGNESIUM | 128 | 7 | 189 | 14 | 1
Energy Conservation (NREC) | Modernization (EEM) | FURNACE | FORGE WALKING | MELTING METAL | 128 | 7 | 182 | 14 | 1
Energy Conservation (NREC) | Modernization (EEM) | FURNACE | FORGE WALKING | MELTING ZINC | 128 | 7 | 190 | 14 | 1
Energy Conservation (NREC) | Modernization (EEM) | FURNACE | FORGE WALKING | POPPING PERLITE | 128 | 7 | 191 | 14 | 1
Energy Conservation (NREC) | Modernization (EEM) | FURNACE | FORGE WALKING | PRE-HEATING | 128 | 7 | 192 | 14 | 1
Energy Conservation (NREC) | Modernization (EEM) | FURNACE | FORGE WALKING | QUENCHING | 128 | 7 | 196 | 14 | 1
Energy Conservation (NREC) | Modernization (EEM) | FURNACE | FORGE WALKING | SINTERING METAL | 128 | 7 | 193 | 14 | 1
Energy Conservation (NREC) | Modernization (EEM) | FURNACE | FORGE WALKING | SMELTING SCRAP | 128 | 7 | 194 | 14 | 1
Energy Conservation (NREC) | Modernization (EEM) | FURNACE | FORGE WALKING | SPENT ACID RECOVERY | 128 | 7 | 204 | 14 | 1
Energy Conservation (NREC) | Modernization (EEM) | FURNACE | FORGE WALKING | ZINC VAPORIZATION | 128 | 7 | 200 | 14 | 1
Energy Conservation (NREC) | Modernization (EEM) | FURNACE | FORGE-BOX | ANNEALING | 124 | 7 | 170 | 14 | 1
Energy Conservation (NREC) | Modernization (EEM) | FURNACE | FORGE-BOX | BRAZING METAL PARTS | 124 | 7 | 171 | 14 | 1
Energy Conservation (NREC) | Modernization (EEM) | FURNACE | FORGE-BOX | CARBON REGENERATION | 124 | 7 | 206 | 14 | 1
Energy Conservation (NREC) | Modernization (EEM) | FURNACE | FORGE-BOX | CARBURIZING | 124 | 7 | 172 | 14 | 1
Energy Conservation (NREC) | Modernization (EEM) | FURNACE | FORGE-BOX | CARBURIZING/QUENCH | 124 | 7 | 199 | 14 | 1
Energy Conservation (NREC) | Modernization (EEM) | FURNACE | FORGE-BOX | DEOXIDIZING METAL | 124 | 7 | 202 | 14 | 1
Energy Conservation (NREC) | Modernization (EEM) | FURNACE | FORGE-BOX | DRAW | 124 | 7 | 198 | 14 | 1
Energy Conservation (NREC) | Modernization (EEM) | FURNACE | FORGE-BOX | EXPNDNG PERLITE ORE | 124 | 7 | 205 | 14 | 1
Energy Conservation (NREC) | Modernization (EEM) | FURNACE | FORGE-BOX | EXTRUDING METAL | 124 | 7 | 203 | 14 | 1
Energy Conservation (NREC) | Modernization (EEM) | FURNACE | FORGE-BOX | FIRING PORCEL. ENML. | 124 | 7 | 173 | 14 | 1
Energy Conservation (NREC) | Modernization (EEM) | FURNACE | FORGE-BOX | FORMING | 124 | 7 | 201 | 14 | 1
Energy Conservation (NREC) | Modernization (EEM) | FURNACE | FORGE-BOX | GLASS MELTING | 124 | 7 | 174 | 14 | 1
Energy Conservation (NREC) | Modernization (EEM) | FURNACE | FORGE-BOX | GLAZING PROCESS | 124 | 7 | 175 | 14 | 1
Energy Conservation (NREC) | Modernization (EEM) | FURNACE | FORGE-BOX | HEAT TREATING | 124 | 7 | 179 | 14 | 1
Energy Conservation (NREC) | Modernization (EEM) | FURNACE | FORGE-BOX | HEATING FOR FORGING | 124 | 7 | 177 | 14 | 1
Energy Conservation (NREC) | Modernization (EEM) | FURNACE | FORGE-BOX | HEATING FOR ROLLING | 124 | 7 | 178 | 14 | 1
Energy Conservation (NREC) | Modernization (EEM) | FURNACE | FORGE-BOX | MELTING ALUM.-BRONZE | 124 | 7 | 184 | 14 | 1
Energy Conservation (NREC) | Modernization (EEM) | FURNACE | FORGE-BOX | MELTING ALUMINUM | 124 | 7 | 183 | 14 | 1
Energy Conservation (NREC) | Modernization (EEM) | FURNACE | FORGE-BOX | MELTING BRASS | 124 | 7 | 185 | 14 | 1
Energy Conservation (NREC) | Modernization (EEM) | FURNACE | FORGE-BOX | MELTING BRONZE | 124 | 7 | 186 | 14 | 1
Energy Conservation (NREC) | Modernization (EEM) | FURNACE | FORGE-BOX | MELTING FRIT | 124 | 7 | 181 | 14 | 1
Energy Conservation (NREC) | Modernization (EEM) | FURNACE | FORGE-BOX | MELTING IRON | 124 | 7 | 187 | 14 | 1
Energy Conservation (NREC) | Modernization (EEM) | FURNACE | FORGE-BOX | MELTING LEAD | 124 | 7 | 188 | 14 | 1
Energy Conservation (NREC) | Modernization (EEM) | FURNACE | FORGE-BOX | MELTING MAGNESIUM | 124 | 7 | 189 | 14 | 1
Energy Conservation (NREC) | Modernization (EEM) | FURNACE | FORGE-BOX | MELTING METAL | 124 | 7 | 182 | 14 | 1
Energy Conservation (NREC) | Modernization (EEM) | FURNACE | FORGE-BOX | MELTING ZINC | 124 | 7 | 190 | 14 | 1
Energy Conservation (NREC) | Modernization (EEM) | FURNACE | FORGE-BOX | POPPING PERLITE | 124 | 7 | 191 | 14 | 1
Energy Conservation (NREC) | Modernization (EEM) | FURNACE | FORGE-BOX | PRE-HEATING | 124 | 7 | 192 | 14 | 1
Energy Conservation (NREC) | Modernization (EEM) | FURNACE | FORGE-BOX | QUENCHING | 124 | 7 | 196 | 14 | 1
Energy Conservation (NREC) | Modernization (EEM) | FURNACE | FORGE-BOX | SINTERING METAL | 124 | 7 | 193 | 14 | 1
Energy Conservation (NREC) | Modernization (EEM) | FURNACE | FORGE-BOX | SMELTING SCRAP | 124 | 7 | 194 | 14 | 1
Energy Conservation (NREC) | Modernization (EEM) | FURNACE | FORGE-BOX | SPENT ACID RECOVERY | 124 | 7 | 204 | 14 | 1
Energy Conservation (NREC) | Modernization (EEM) | FURNACE | FORGE-BOX | ZINC VAPORIZATION | 124 | 7 | 200 | 14 | 1
Energy Conservation (NREC) | Modernization (EEM) | FURNACE | FRIT | ANNEALING | 129 | 7 | 170 | 14 | 1
Energy Conservation (NREC) | Modernization (EEM) | FURNACE | FRIT | BRAZING METAL PARTS | 129 | 7 | 171 | 14 | 1
Energy Conservation (NREC) | Modernization (EEM) | FURNACE | FRIT | CARBON REGENERATION | 129 | 7 | 206 | 14 | 1
Energy Conservation (NREC) | Modernization (EEM) | FURNACE | FRIT | CARBURIZING | 129 | 7 | 172 | 14 | 1
Energy Conservation (NREC) | Modernization (EEM) | FURNACE | FRIT | CARBURIZING/QUENCH | 129 | 7 | 199 | 14 | 1
Energy Conservation (NREC) | Modernization (EEM) | FURNACE | FRIT | DEOXIDIZING METAL | 129 | 7 | 202 | 14 | 1
Energy Conservation (NREC) | Modernization (EEM) | FURNACE | FRIT | DRAW | 129 | 7 | 198 | 14 | 1
Energy Conservation (NREC) | Modernization (EEM) | FURNACE | FRIT | EXPNDNG PERLITE ORE | 129 | 7 | 205 | 14 | 1
Energy Conservation (NREC) | Modernization (EEM) | FURNACE | FRIT | EXTRUDING METAL | 129 | 7 | 203 | 14 | 1
Energy Conservation (NREC) | Modernization (EEM) | FURNACE | FRIT | FIRING PORCEL. ENML. | 129 | 7 | 173 | 14 | 1
Energy Conservation (NREC) | Modernization (EEM) | FURNACE | FRIT | FORMING | 129 | 7 | 201 | 14 | 1
Energy Conservation (NREC) | Modernization (EEM) | FURNACE | FRIT | GLASS MELTING | 129 | 7 | 174 | 14 | 1
Energy Conservation (NREC) | Modernization (EEM) | FURNACE | FRIT | GLAZING PROCESS | 129 | 7 | 175 | 14 | 1
Energy Conservation (NREC) | Modernization (EEM) | FURNACE | FRIT | HEAT TREATING | 129 | 7 | 179 | 14 | 1
Energy Conservation (NREC) | Modernization (EEM) | FURNACE | FRIT | HEATING FOR FORGING | 129 | 7 | 177 | 14 | 1
Energy Conservation (NREC) | Modernization (EEM) | FURNACE | FRIT | HEATING FOR ROLLING | 129 | 7 | 178 | 14 | 1
Energy Conservation (NREC) | Modernization (EEM) | FURNACE | FRIT | MELTING ALUM.-BRONZE | 129 | 7 | 184 | 14 | 1
Energy Conservation (NREC) | Modernization (EEM) | FURNACE | FRIT | MELTING ALUMINUM | 129 | 7 | 183 | 14 | 1
Energy Conservation (NREC) | Modernization (EEM) | FURNACE | FRIT | MELTING BRASS | 129 | 7 | 185 | 14 | 1
Energy Conservation (NREC) | Modernization (EEM) | FURNACE | FRIT | MELTING BRONZE | 129 | 7 | 186 | 14 | 1
Energy Conservation (NREC) | Modernization (EEM) | FURNACE | FRIT | MELTING FRIT | 129 | 7 | 181 | 14 | 1
Energy Conservation (NREC) | Modernization (EEM) | FURNACE | FRIT | MELTING IRON | 129 | 7 | 187 | 14 | 1
Energy Conservation (NREC) | Modernization (EEM) | FURNACE | FRIT | MELTING LEAD | 129 | 7 | 188 | 14 | 1
Energy Conservation (NREC) | Modernization (EEM) | FURNACE | FRIT | MELTING MAGNESIUM | 129 | 7 | 189 | 14 | 1
Energy Conservation (NREC) | Modernization (EEM) | FURNACE | FRIT | MELTING METAL | 129 | 7 | 182 | 14 | 1
Energy Conservation (NREC) | Modernization (EEM) | FURNACE | FRIT | MELTING ZINC | 129 | 7 | 190 | 14 | 1
Energy Conservation (NREC) | Modernization (EEM) | FURNACE | FRIT | POPPING PERLITE | 129 | 7 | 191 | 14 | 1
Energy Conservation (NREC) | Modernization (EEM) | FURNACE | FRIT | PRE-HEATING | 129 | 7 | 192 | 14 | 1
Energy Conservation (NREC) | Modernization (EEM) | FURNACE | FRIT | QUENCHING | 129 | 7 | 196 | 14 | 1
Energy Conservation (NREC) | Modernization (EEM) | FURNACE | FRIT | SINTERING METAL | 129 | 7 | 193 | 14 | 1
Energy Conservation (NREC) | Modernization (EEM) | FURNACE | FRIT | SMELTING SCRAP | 129 | 7 | 194 | 14 | 1
Energy Conservation (NREC) | Modernization (EEM) | FURNACE | FRIT | SPENT ACID RECOVERY | 129 | 7 | 204 | 14 | 1
Energy Conservation (NREC) | Modernization (EEM) | FURNACE | FRIT | ZINC VAPORIZATION | 129 | 7 | 200 | 14 | 1
Energy Conservation (NREC) | Modernization (EEM) | FURNACE | LEHR | ANNEALING | 130 | 7 | 170 | 14 | 1
Energy Conservation (NREC) | Modernization (EEM) | FURNACE | LEHR | BRAZING METAL PARTS | 130 | 7 | 171 | 14 | 1
Energy Conservation (NREC) | Modernization (EEM) | FURNACE | LEHR | CARBON REGENERATION | 130 | 7 | 206 | 14 | 1
Energy Conservation (NREC) | Modernization (EEM) | FURNACE | LEHR | CARBURIZING | 130 | 7 | 172 | 14 | 1
Energy Conservation (NREC) | Modernization (EEM) | FURNACE | LEHR | CARBURIZING/QUENCH | 130 | 7 | 199 | 14 | 1
Energy Conservation (NREC) | Modernization (EEM) | FURNACE | LEHR | DEOXIDIZING METAL | 130 | 7 | 202 | 14 | 1
Energy Conservation (NREC) | Modernization (EEM) | FURNACE | LEHR | DRAW | 130 | 7 | 198 | 14 | 1
Energy Conservation (NREC) | Modernization (EEM) | FURNACE | LEHR | EXPNDNG PERLITE ORE | 130 | 7 | 205 | 14 | 1
Energy Conservation (NREC) | Modernization (EEM) | FURNACE | LEHR | EXTRUDING METAL | 130 | 7 | 203 | 14 | 1
Energy Conservation (NREC) | Modernization (EEM) | FURNACE | LEHR | FIRING PORCEL. ENML. | 130 | 7 | 173 | 14 | 1
Energy Conservation (NREC) | Modernization (EEM) | FURNACE | LEHR | FORMING | 130 | 7 | 201 | 14 | 1
Energy Conservation (NREC) | Modernization (EEM) | FURNACE | LEHR | GLASS MELTING | 130 | 7 | 174 | 14 | 1
Energy Conservation (NREC) | Modernization (EEM) | FURNACE | LEHR | GLAZING PROCESS | 130 | 7 | 175 | 14 | 1
Energy Conservation (NREC) | Modernization (EEM) | FURNACE | LEHR | HEAT TREATING | 130 | 7 | 179 | 14 | 1
Energy Conservation (NREC) | Modernization (EEM) | FURNACE | LEHR | HEATING FOR FORGING | 130 | 7 | 177 | 14 | 1
Energy Conservation (NREC) | Modernization (EEM) | FURNACE | LEHR | HEATING FOR ROLLING | 130 | 7 | 178 | 14 | 1
Energy Conservation (NREC) | Modernization (EEM) | FURNACE | LEHR | MELTING ALUM.-BRONZE | 130 | 7 | 184 | 14 | 1
Energy Conservation (NREC) | Modernization (EEM) | FURNACE | LEHR | MELTING ALUMINUM | 130 | 7 | 183 | 14 | 1
Energy Conservation (NREC) | Modernization (EEM) | FURNACE | LEHR | MELTING BRASS | 130 | 7 | 185 | 14 | 1
Energy Conservation (NREC) | Modernization (EEM) | FURNACE | LEHR | MELTING BRONZE | 130 | 7 | 186 | 14 | 1
Energy Conservation (NREC) | Modernization (EEM) | FURNACE | LEHR | MELTING FRIT | 130 | 7 | 181 | 14 | 1
Energy Conservation (NREC) | Modernization (EEM) | FURNACE | LEHR | MELTING IRON | 130 | 7 | 187 | 14 | 1
Energy Conservation (NREC) | Modernization (EEM) | FURNACE | LEHR | MELTING LEAD | 130 | 7 | 188 | 14 | 1
Energy Conservation (NREC) | Modernization (EEM) | FURNACE | LEHR | MELTING MAGNESIUM | 130 | 7 | 189 | 14 | 1
Energy Conservation (NREC) | Modernization (EEM) | FURNACE | LEHR | MELTING METAL | 130 | 7 | 182 | 14 | 1
Energy Conservation (NREC) | Modernization (EEM) | FURNACE | LEHR | MELTING ZINC | 130 | 7 | 190 | 14 | 1
Energy Conservation (NREC) | Modernization (EEM) | FURNACE | LEHR | POPPING PERLITE | 130 | 7 | 191 | 14 | 1
Energy Conservation (NREC) | Modernization (EEM) | FURNACE | LEHR | PRE-HEATING | 130 | 7 | 192 | 14 | 1
Energy Conservation (NREC) | Modernization (EEM) | FURNACE | LEHR | QUENCHING | 130 | 7 | 196 | 14 | 1
Energy Conservation (NREC) | Modernization (EEM) | FURNACE | LEHR | SINTERING METAL | 130 | 7 | 193 | 14 | 1
Energy Conservation (NREC) | Modernization (EEM) | FURNACE | LEHR | SMELTING SCRAP | 130 | 7 | 194 | 14 | 1
Energy Conservation (NREC) | Modernization (EEM) | FURNACE | LEHR | SPENT ACID RECOVERY | 130 | 7 | 204 | 14 | 1
Energy Conservation (NREC) | Modernization (EEM) | FURNACE | LEHR | ZINC VAPORIZATION | 130 | 7 | 200 | 14 | 1
Energy Conservation (NREC) | Modernization (EEM) | FURNACE | MUFFLE ATMOSPHERE | ANNEALING | 131 | 7 | 170 | 14 | 1
Energy Conservation (NREC) | Modernization (EEM) | FURNACE | MUFFLE ATMOSPHERE | BRAZING METAL PARTS | 131 | 7 | 171 | 14 | 1
Energy Conservation (NREC) | Modernization (EEM) | FURNACE | MUFFLE ATMOSPHERE | CARBON REGENERATION | 131 | 7 | 206 | 14 | 1
Energy Conservation (NREC) | Modernization (EEM) | FURNACE | MUFFLE ATMOSPHERE | CARBURIZING | 131 | 7 | 172 | 14 | 1
Energy Conservation (NREC) | Modernization (EEM) | FURNACE | MUFFLE ATMOSPHERE | CARBURIZING/QUENCH | 131 | 7 | 199 | 14 | 1
Energy Conservation (NREC) | Modernization (EEM) | FURNACE | MUFFLE ATMOSPHERE | DEOXIDIZING METAL | 131 | 7 | 202 | 14 | 1
Energy Conservation (NREC) | Modernization (EEM) | FURNACE | MUFFLE ATMOSPHERE | DRAW | 131 | 7 | 198 | 14 | 1
Energy Conservation (NREC) | Modernization (EEM) | FURNACE | MUFFLE ATMOSPHERE | EXPNDNG PERLITE ORE | 131 | 7 | 205 | 14 | 1
Energy Conservation (NREC) | Modernization (EEM) | FURNACE | MUFFLE ATMOSPHERE | EXTRUDING METAL | 131 | 7 | 203 | 14 | 1
Energy Conservation (NREC) | Modernization (EEM) | FURNACE | MUFFLE ATMOSPHERE | FIRING PORCEL. ENML. | 131 | 7 | 173 | 14 | 1
Energy Conservation (NREC) | Modernization (EEM) | FURNACE | MUFFLE ATMOSPHERE | FORMING | 131 | 7 | 201 | 14 | 1
Energy Conservation (NREC) | Modernization (EEM) | FURNACE | MUFFLE ATMOSPHERE | GLASS MELTING | 131 | 7 | 174 | 14 | 1
Energy Conservation (NREC) | Modernization (EEM) | FURNACE | MUFFLE ATMOSPHERE | GLAZING PROCESS | 131 | 7 | 175 | 14 | 1
Energy Conservation (NREC) | Modernization (EEM) | FURNACE | MUFFLE ATMOSPHERE | HEAT TREATING | 131 | 7 | 179 | 14 | 1
Energy Conservation (NREC) | Modernization (EEM) | FURNACE | MUFFLE ATMOSPHERE | HEATING FOR FORGING | 131 | 7 | 177 | 14 | 1
Energy Conservation (NREC) | Modernization (EEM) | FURNACE | MUFFLE ATMOSPHERE | HEATING FOR ROLLING | 131 | 7 | 178 | 14 | 1
Energy Conservation (NREC) | Modernization (EEM) | FURNACE | MUFFLE ATMOSPHERE | MELTING ALUM.-BRONZE | 131 | 7 | 184 | 14 | 1
Energy Conservation (NREC) | Modernization (EEM) | FURNACE | MUFFLE ATMOSPHERE | MELTING ALUMINUM | 131 | 7 | 183 | 14 | 1
Energy Conservation (NREC) | Modernization (EEM) | FURNACE | MUFFLE ATMOSPHERE | MELTING BRASS | 131 | 7 | 185 | 14 | 1
Energy Conservation (NREC) | Modernization (EEM) | FURNACE | MUFFLE ATMOSPHERE | MELTING BRONZE | 131 | 7 | 186 | 14 | 1
Energy Conservation (NREC) | Modernization (EEM) | FURNACE | MUFFLE ATMOSPHERE | MELTING FRIT | 131 | 7 | 181 | 14 | 1
Energy Conservation (NREC) | Modernization (EEM) | FURNACE | MUFFLE ATMOSPHERE | MELTING IRON | 131 | 7 | 187 | 14 | 1
Energy Conservation (NREC) | Modernization (EEM) | FURNACE | MUFFLE ATMOSPHERE | MELTING LEAD | 131 | 7 | 188 | 14 | 1
Energy Conservation (NREC) | Modernization (EEM) | FURNACE | MUFFLE ATMOSPHERE | MELTING MAGNESIUM | 131 | 7 | 189 | 14 | 1
Energy Conservation (NREC) | Modernization (EEM) | FURNACE | MUFFLE ATMOSPHERE | MELTING METAL | 131 | 7 | 182 | 14 | 1
Energy Conservation (NREC) | Modernization (EEM) | FURNACE | MUFFLE ATMOSPHERE | MELTING ZINC | 131 | 7 | 190 | 14 | 1
Energy Conservation (NREC) | Modernization (EEM) | FURNACE | MUFFLE ATMOSPHERE | POPPING PERLITE | 131 | 7 | 191 | 14 | 1
Energy Conservation (NREC) | Modernization (EEM) | FURNACE | MUFFLE ATMOSPHERE | PRE-HEATING | 131 | 7 | 192 | 14 | 1
Energy Conservation (NREC) | Modernization (EEM) | FURNACE | MUFFLE ATMOSPHERE | QUENCHING | 131 | 7 | 196 | 14 | 1
Energy Conservation (NREC) | Modernization (EEM) | FURNACE | MUFFLE ATMOSPHERE | SINTERING METAL | 131 | 7 | 193 | 14 | 1
Energy Conservation (NREC) | Modernization (EEM) | FURNACE | MUFFLE ATMOSPHERE | SMELTING SCRAP | 131 | 7 | 194 | 14 | 1
Energy Conservation (NREC) | Modernization (EEM) | FURNACE | MUFFLE ATMOSPHERE | SPENT ACID RECOVERY | 131 | 7 | 204 | 14 | 1
Energy Conservation (NREC) | Modernization (EEM) | FURNACE | MUFFLE ATMOSPHERE | ZINC VAPORIZATION | 131 | 7 | 200 | 14 | 1
Energy Conservation (NREC) | Modernization (EEM) | FURNACE | OPEN HEARTH | ANNEALING | 132 | 7 | 170 | 14 | 1
Energy Conservation (NREC) | Modernization (EEM) | FURNACE | OPEN HEARTH | BRAZING METAL PARTS | 132 | 7 | 171 | 14 | 1
Energy Conservation (NREC) | Modernization (EEM) | FURNACE | OPEN HEARTH | CARBON REGENERATION | 132 | 7 | 206 | 14 | 1
Energy Conservation (NREC) | Modernization (EEM) | FURNACE | OPEN HEARTH | CARBURIZING | 132 | 7 | 172 | 14 | 1
Energy Conservation (NREC) | Modernization (EEM) | FURNACE | OPEN HEARTH | CARBURIZING/QUENCH | 132 | 7 | 199 | 14 | 1
Energy Conservation (NREC) | Modernization (EEM) | FURNACE | OPEN HEARTH | DEOXIDIZING METAL | 132 | 7 | 202 | 14 | 1
Energy Conservation (NREC) | Modernization (EEM) | FURNACE | OPEN HEARTH | DRAW | 132 | 7 | 198 | 14 | 1
Energy Conservation (NREC) | Modernization (EEM) | FURNACE | OPEN HEARTH | EXPNDNG PERLITE ORE | 132 | 7 | 205 | 14 | 1
Energy Conservation (NREC) | Modernization (EEM) | FURNACE | OPEN HEARTH | EXTRUDING METAL | 132 | 7 | 203 | 14 | 1
Energy Conservation (NREC) | Modernization (EEM) | FURNACE | OPEN HEARTH | FIRING PORCEL. ENML. | 132 | 7 | 173 | 14 | 1
Energy Conservation (NREC) | Modernization (EEM) | FURNACE | OPEN HEARTH | FORMING | 132 | 7 | 201 | 14 | 1
Energy Conservation (NREC) | Modernization (EEM) | FURNACE | OPEN HEARTH | GLASS MELTING | 132 | 7 | 174 | 14 | 1
Energy Conservation (NREC) | Modernization (EEM) | FURNACE | OPEN HEARTH | GLAZING PROCESS | 132 | 7 | 175 | 14 | 1
Energy Conservation (NREC) | Modernization (EEM) | FURNACE | OPEN HEARTH | HEAT TREATING | 132 | 7 | 179 | 14 | 1
Energy Conservation (NREC) | Modernization (EEM) | FURNACE | OPEN HEARTH | HEATING FOR FORGING | 132 | 7 | 177 | 14 | 1
Energy Conservation (NREC) | Modernization (EEM) | FURNACE | OPEN HEARTH | HEATING FOR ROLLING | 132 | 7 | 178 | 14 | 1
Energy Conservation (NREC) | Modernization (EEM) | FURNACE | OPEN HEARTH | MELTING ALUM.-BRONZE | 132 | 7 | 184 | 14 | 1
Energy Conservation (NREC) | Modernization (EEM) | FURNACE | OPEN HEARTH | MELTING ALUMINUM | 132 | 7 | 183 | 14 | 1
Energy Conservation (NREC) | Modernization (EEM) | FURNACE | OPEN HEARTH | MELTING BRASS | 132 | 7 | 185 | 14 | 1
Energy Conservation (NREC) | Modernization (EEM) | FURNACE | OPEN HEARTH | MELTING BRONZE | 132 | 7 | 186 | 14 | 1
Energy Conservation (NREC) | Modernization (EEM) | FURNACE | OPEN HEARTH | MELTING FRIT | 132 | 7 | 181 | 14 | 1
Energy Conservation (NREC) | Modernization (EEM) | FURNACE | OPEN HEARTH | MELTING IRON | 132 | 7 | 187 | 14 | 1
Energy Conservation (NREC) | Modernization (EEM) | FURNACE | OPEN HEARTH | MELTING LEAD | 132 | 7 | 188 | 14 | 1
Energy Conservation (NREC) | Modernization (EEM) | FURNACE | OPEN HEARTH | MELTING MAGNESIUM | 132 | 7 | 189 | 14 | 1
Energy Conservation (NREC) | Modernization (EEM) | FURNACE | OPEN HEARTH | MELTING METAL | 132 | 7 | 182 | 14 | 1
Energy Conservation (NREC) | Modernization (EEM) | FURNACE | OPEN HEARTH | MELTING ZINC | 132 | 7 | 190 | 14 | 1
Energy Conservation (NREC) | Modernization (EEM) | FURNACE | OPEN HEARTH | POPPING PERLITE | 132 | 7 | 191 | 14 | 1
Energy Conservation (NREC) | Modernization (EEM) | FURNACE | OPEN HEARTH | PRE-HEATING | 132 | 7 | 192 | 14 | 1
Energy Conservation (NREC) | Modernization (EEM) | FURNACE | OPEN HEARTH | QUENCHING | 132 | 7 | 196 | 14 | 1
Energy Conservation (NREC) | Modernization (EEM) | FURNACE | OPEN HEARTH | SINTERING METAL | 132 | 7 | 193 | 14 | 1
Energy Conservation (NREC) | Modernization (EEM) | FURNACE | OPEN HEARTH | SMELTING SCRAP | 132 | 7 | 194 | 14 | 1
Energy Conservation (NREC) | Modernization (EEM) | FURNACE | OPEN HEARTH | SPENT ACID RECOVERY | 132 | 7 | 204 | 14 | 1
Energy Conservation (NREC) | Modernization (EEM) | FURNACE | OPEN HEARTH | ZINC VAPORIZATION | 132 | 7 | 200 | 14 | 1
Energy Conservation (NREC) | Modernization (EEM) | FURNACE | PATENTING | ANNEALING | 133 | 7 | 170 | 14 | 1
Energy Conservation (NREC) | Modernization (EEM) | FURNACE | PATENTING | BRAZING METAL PARTS | 133 | 7 | 171 | 14 | 1
Energy Conservation (NREC) | Modernization (EEM) | FURNACE | PATENTING | CARBON REGENERATION | 133 | 7 | 206 | 14 | 1
Energy Conservation (NREC) | Modernization (EEM) | FURNACE | PATENTING | CARBURIZING | 133 | 7 | 172 | 14 | 1
Energy Conservation (NREC) | Modernization (EEM) | FURNACE | PATENTING | CARBURIZING/QUENCH | 133 | 7 | 199 | 14 | 1
Energy Conservation (NREC) | Modernization (EEM) | FURNACE | PATENTING | DEOXIDIZING METAL | 133 | 7 | 202 | 14 | 1
Energy Conservation (NREC) | Modernization (EEM) | FURNACE | PATENTING | DRAW | 133 | 7 | 198 | 14 | 1
Energy Conservation (NREC) | Modernization (EEM) | FURNACE | PATENTING | EXPNDNG PERLITE ORE | 133 | 7 | 205 | 14 | 1
Energy Conservation (NREC) | Modernization (EEM) | FURNACE | PATENTING | EXTRUDING METAL | 133 | 7 | 203 | 14 | 1
Energy Conservation (NREC) | Modernization (EEM) | FURNACE | PATENTING | FIRING PORCEL. ENML. | 133 | 7 | 173 | 14 | 1
Energy Conservation (NREC) | Modernization (EEM) | FURNACE | PATENTING | FORMING | 133 | 7 | 201 | 14 | 1
Energy Conservation (NREC) | Modernization (EEM) | FURNACE | PATENTING | GLASS MELTING | 133 | 7 | 174 | 14 | 1
Energy Conservation (NREC) | Modernization (EEM) | FURNACE | PATENTING | GLAZING PROCESS | 133 | 7 | 175 | 14 | 1
Energy Conservation (NREC) | Modernization (EEM) | FURNACE | PATENTING | HEAT TREATING | 133 | 7 | 179 | 14 | 1
Energy Conservation (NREC) | Modernization (EEM) | FURNACE | PATENTING | HEATING FOR FORGING | 133 | 7 | 177 | 14 | 1
Energy Conservation (NREC) | Modernization (EEM) | FURNACE | PATENTING | HEATING FOR ROLLING | 133 | 7 | 178 | 14 | 1
Energy Conservation (NREC) | Modernization (EEM) | FURNACE | PATENTING | MELTING ALUM.-BRONZE | 133 | 7 | 184 | 14 | 1
Energy Conservation (NREC) | Modernization (EEM) | FURNACE | PATENTING | MELTING ALUMINUM | 133 | 7 | 183 | 14 | 1
Energy Conservation (NREC) | Modernization (EEM) | FURNACE | PATENTING | MELTING BRASS | 133 | 7 | 185 | 14 | 1
Energy Conservation (NREC) | Modernization (EEM) | FURNACE | PATENTING | MELTING BRONZE | 133 | 7 | 186 | 14 | 1
Energy Conservation (NREC) | Modernization (EEM) | FURNACE | PATENTING | MELTING FRIT | 133 | 7 | 181 | 14 | 1
Energy Conservation (NREC) | Modernization (EEM) | FURNACE | PATENTING | MELTING IRON | 133 | 7 | 187 | 14 | 1
Energy Conservation (NREC) | Modernization (EEM) | FURNACE | PATENTING | MELTING LEAD | 133 | 7 | 188 | 14 | 1
Energy Conservation (NREC) | Modernization (EEM) | FURNACE | PATENTING | MELTING MAGNESIUM | 133 | 7 | 189 | 14 | 1
Energy Conservation (NREC) | Modernization (EEM) | FURNACE | PATENTING | MELTING METAL | 133 | 7 | 182 | 14 | 1
Energy Conservation (NREC) | Modernization (EEM) | FURNACE | PATENTING | MELTING ZINC | 133 | 7 | 190 | 14 | 1
Energy Conservation (NREC) | Modernization (EEM) | FURNACE | PATENTING | POPPING PERLITE | 133 | 7 | 191 | 14 | 1
Energy Conservation (NREC) | Modernization (EEM) | FURNACE | PATENTING | PRE-HEATING | 133 | 7 | 192 | 14 | 1
Energy Conservation (NREC) | Modernization (EEM) | FURNACE | PATENTING | QUENCHING | 133 | 7 | 196 | 14 | 1
Energy Conservation (NREC) | Modernization (EEM) | FURNACE | PATENTING | SINTERING METAL | 133 | 7 | 193 | 14 | 1
Energy Conservation (NREC) | Modernization (EEM) | FURNACE | PATENTING | SMELTING SCRAP | 133 | 7 | 194 | 14 | 1
Energy Conservation (NREC) | Modernization (EEM) | FURNACE | PATENTING | SPENT ACID RECOVERY | 133 | 7 | 204 | 14 | 1
Energy Conservation (NREC) | Modernization (EEM) | FURNACE | PATENTING | ZINC VAPORIZATION | 133 | 7 | 200 | 14 | 1
Energy Conservation (NREC) | Modernization (EEM) | FURNACE | PUSHER | ANNEALING | 134 | 7 | 170 | 14 | 1
Energy Conservation (NREC) | Modernization (EEM) | FURNACE | PUSHER | BRAZING METAL PARTS | 134 | 7 | 171 | 14 | 1
Energy Conservation (NREC) | Modernization (EEM) | FURNACE | PUSHER | CARBON REGENERATION | 134 | 7 | 206 | 14 | 1
Energy Conservation (NREC) | Modernization (EEM) | FURNACE | PUSHER | CARBURIZING | 134 | 7 | 172 | 14 | 1
Energy Conservation (NREC) | Modernization (EEM) | FURNACE | PUSHER | CARBURIZING/QUENCH | 134 | 7 | 199 | 14 | 1
Energy Conservation (NREC) | Modernization (EEM) | FURNACE | PUSHER | DEOXIDIZING METAL | 134 | 7 | 202 | 14 | 1
Energy Conservation (NREC) | Modernization (EEM) | FURNACE | PUSHER | DRAW | 134 | 7 | 198 | 14 | 1
Energy Conservation (NREC) | Modernization (EEM) | FURNACE | PUSHER | EXPNDNG PERLITE ORE | 134 | 7 | 205 | 14 | 1
Energy Conservation (NREC) | Modernization (EEM) | FURNACE | PUSHER | EXTRUDING METAL | 134 | 7 | 203 | 14 | 1
Energy Conservation (NREC) | Modernization (EEM) | FURNACE | PUSHER | FIRING PORCEL. ENML. | 134 | 7 | 173 | 14 | 1
Energy Conservation (NREC) | Modernization (EEM) | FURNACE | PUSHER | FORMING | 134 | 7 | 201 | 14 | 1
Energy Conservation (NREC) | Modernization (EEM) | FURNACE | PUSHER | GLASS MELTING | 134 | 7 | 174 | 14 | 1
Energy Conservation (NREC) | Modernization (EEM) | FURNACE | PUSHER | GLAZING PROCESS | 134 | 7 | 175 | 14 | 1
Energy Conservation (NREC) | Modernization (EEM) | FURNACE | PUSHER | HEAT TREATING | 134 | 7 | 179 | 14 | 1
Energy Conservation (NREC) | Modernization (EEM) | FURNACE | PUSHER | HEATING FOR FORGING | 134 | 7 | 177 | 14 | 1
Energy Conservation (NREC) | Modernization (EEM) | FURNACE | PUSHER | HEATING FOR ROLLING | 134 | 7 | 178 | 14 | 1
Energy Conservation (NREC) | Modernization (EEM) | FURNACE | PUSHER | MELTING ALUM.-BRONZE | 134 | 7 | 184 | 14 | 1
Energy Conservation (NREC) | Modernization (EEM) | FURNACE | PUSHER | MELTING ALUMINUM | 134 | 7 | 183 | 14 | 1
Energy Conservation (NREC) | Modernization (EEM) | FURNACE | PUSHER | MELTING BRASS | 134 | 7 | 185 | 14 | 1
Energy Conservation (NREC) | Modernization (EEM) | FURNACE | PUSHER | MELTING BRONZE | 134 | 7 | 186 | 14 | 1
Energy Conservation (NREC) | Modernization (EEM) | FURNACE | PUSHER | MELTING FRIT | 134 | 7 | 181 | 14 | 1
Energy Conservation (NREC) | Modernization (EEM) | FURNACE | PUSHER | MELTING IRON | 134 | 7 | 187 | 14 | 1
Energy Conservation (NREC) | Modernization (EEM) | FURNACE | PUSHER | MELTING LEAD | 134 | 7 | 188 | 14 | 1
Energy Conservation (NREC) | Modernization (EEM) | FURNACE | PUSHER | MELTING MAGNESIUM | 134 | 7 | 189 | 14 | 1
Energy Conservation (NREC) | Modernization (EEM) | FURNACE | PUSHER | MELTING METAL | 134 | 7 | 182 | 14 | 1
Energy Conservation (NREC) | Modernization (EEM) | FURNACE | PUSHER | MELTING ZINC | 134 | 7 | 190 | 14 | 1
Energy Conservation (NREC) | Modernization (EEM) | FURNACE | PUSHER | POPPING PERLITE | 134 | 7 | 191 | 14 | 1
Energy Conservation (NREC) | Modernization (EEM) | FURNACE | PUSHER | PRE-HEATING | 134 | 7 | 192 | 14 | 1
Energy Conservation (NREC) | Modernization (EEM) | FURNACE | PUSHER | QUENCHING | 134 | 7 | 196 | 14 | 1
Energy Conservation (NREC) | Modernization (EEM) | FURNACE | PUSHER | SINTERING METAL | 134 | 7 | 193 | 14 | 1
Energy Conservation (NREC) | Modernization (EEM) | FURNACE | PUSHER | SMELTING SCRAP | 134 | 7 | 194 | 14 | 1
Energy Conservation (NREC) | Modernization (EEM) | FURNACE | PUSHER | SPENT ACID RECOVERY | 134 | 7 | 204 | 14 | 1
Energy Conservation (NREC) | Modernization (EEM) | FURNACE | PUSHER | ZINC VAPORIZATION | 134 | 7 | 200 | 14 | 1
Energy Conservation (NREC) | Modernization (EEM) | FURNACE | RADIANT TUBE,ATMOS. | ANNEALING | 135 | 7 | 170 | 14 | 1
Energy Conservation (NREC) | Modernization (EEM) | FURNACE | RADIANT TUBE,ATMOS. | BRAZING METAL PARTS | 135 | 7 | 171 | 14 | 1
Energy Conservation (NREC) | Modernization (EEM) | FURNACE | RADIANT TUBE,ATMOS. | CARBON REGENERATION | 135 | 7 | 206 | 14 | 1
Energy Conservation (NREC) | Modernization (EEM) | FURNACE | RADIANT TUBE,ATMOS. | CARBURIZING | 135 | 7 | 172 | 14 | 1
Energy Conservation (NREC) | Modernization (EEM) | FURNACE | RADIANT TUBE,ATMOS. | CARBURIZING/QUENCH | 135 | 7 | 199 | 14 | 1
Energy Conservation (NREC) | Modernization (EEM) | FURNACE | RADIANT TUBE,ATMOS. | DEOXIDIZING METAL | 135 | 7 | 202 | 14 | 1
Energy Conservation (NREC) | Modernization (EEM) | FURNACE | RADIANT TUBE,ATMOS. | DRAW | 135 | 7 | 198 | 14 | 1
Energy Conservation (NREC) | Modernization (EEM) | FURNACE | RADIANT TUBE,ATMOS. | EXPNDNG PERLITE ORE | 135 | 7 | 205 | 14 | 1
Energy Conservation (NREC) | Modernization (EEM) | FURNACE | RADIANT TUBE,ATMOS. | EXTRUDING METAL | 135 | 7 | 203 | 14 | 1
Energy Conservation (NREC) | Modernization (EEM) | FURNACE | RADIANT TUBE,ATMOS. | FIRING PORCEL. ENML. | 135 | 7 | 173 | 14 | 1
Energy Conservation (NREC) | Modernization (EEM) | FURNACE | RADIANT TUBE,ATMOS. | FORMING | 135 | 7 | 201 | 14 | 1
Energy Conservation (NREC) | Modernization (EEM) | FURNACE | RADIANT TUBE,ATMOS. | GLASS MELTING | 135 | 7 | 174 | 14 | 1
Energy Conservation (NREC) | Modernization (EEM) | FURNACE | RADIANT TUBE,ATMOS. | GLAZING PROCESS | 135 | 7 | 175 | 14 | 1
Energy Conservation (NREC) | Modernization (EEM) | FURNACE | RADIANT TUBE,ATMOS. | HEAT TREATING | 135 | 7 | 179 | 14 | 1
Energy Conservation (NREC) | Modernization (EEM) | FURNACE | RADIANT TUBE,ATMOS. | HEATING FOR FORGING | 135 | 7 | 177 | 14 | 1
Energy Conservation (NREC) | Modernization (EEM) | FURNACE | RADIANT TUBE,ATMOS. | HEATING FOR ROLLING | 135 | 7 | 178 | 14 | 1
Energy Conservation (NREC) | Modernization (EEM) | FURNACE | RADIANT TUBE,ATMOS. | MELTING ALUM.-BRONZE | 135 | 7 | 184 | 14 | 1
Energy Conservation (NREC) | Modernization (EEM) | FURNACE | RADIANT TUBE,ATMOS. | MELTING ALUMINUM | 135 | 7 | 183 | 14 | 1
Energy Conservation (NREC) | Modernization (EEM) | FURNACE | RADIANT TUBE,ATMOS. | MELTING BRASS | 135 | 7 | 185 | 14 | 1
Energy Conservation (NREC) | Modernization (EEM) | FURNACE | RADIANT TUBE,ATMOS. | MELTING BRONZE | 135 | 7 | 186 | 14 | 1
Energy Conservation (NREC) | Modernization (EEM) | FURNACE | RADIANT TUBE,ATMOS. | MELTING FRIT | 135 | 7 | 181 | 14 | 1
Energy Conservation (NREC) | Modernization (EEM) | FURNACE | RADIANT TUBE,ATMOS. | MELTING IRON | 135 | 7 | 187 | 14 | 1
Energy Conservation (NREC) | Modernization (EEM) | FURNACE | RADIANT TUBE,ATMOS. | MELTING LEAD | 135 | 7 | 188 | 14 | 1
Energy Conservation (NREC) | Modernization (EEM) | FURNACE | RADIANT TUBE,ATMOS. | MELTING MAGNESIUM | 135 | 7 | 189 | 14 | 1
Energy Conservation (NREC) | Modernization (EEM) | FURNACE | RADIANT TUBE,ATMOS. | MELTING METAL | 135 | 7 | 182 | 14 | 1
Energy Conservation (NREC) | Modernization (EEM) | FURNACE | RADIANT TUBE,ATMOS. | MELTING ZINC | 135 | 7 | 190 | 14 | 1
Energy Conservation (NREC) | Modernization (EEM) | FURNACE | RADIANT TUBE,ATMOS. | POPPING PERLITE | 135 | 7 | 191 | 14 | 1
Energy Conservation (NREC) | Modernization (EEM) | FURNACE | RADIANT TUBE,ATMOS. | PRE-HEATING | 135 | 7 | 192 | 14 | 1
Energy Conservation (NREC) | Modernization (EEM) | FURNACE | RADIANT TUBE,ATMOS. | QUENCHING | 135 | 7 | 196 | 14 | 1
Energy Conservation (NREC) | Modernization (EEM) | FURNACE | RADIANT TUBE,ATMOS. | SINTERING METAL | 135 | 7 | 193 | 14 | 1
Energy Conservation (NREC) | Modernization (EEM) | FURNACE | RADIANT TUBE,ATMOS. | SMELTING SCRAP | 135 | 7 | 194 | 14 | 1
Energy Conservation (NREC) | Modernization (EEM) | FURNACE | RADIANT TUBE,ATMOS. | SPENT ACID RECOVERY | 135 | 7 | 204 | 14 | 1
Energy Conservation (NREC) | Modernization (EEM) | FURNACE | RADIANT TUBE,ATMOS. | ZINC VAPORIZATION | 135 | 7 | 200 | 14 | 1
Energy Conservation (NREC) | Modernization (EEM) | FURNACE | REHEAT | ANNEALING | 136 | 7 | 170 | 14 | 1
Energy Conservation (NREC) | Modernization (EEM) | FURNACE | REHEAT | BRAZING METAL PARTS | 136 | 7 | 171 | 14 | 1
Energy Conservation (NREC) | Modernization (EEM) | FURNACE | REHEAT | CARBON REGENERATION | 136 | 7 | 206 | 14 | 1
Energy Conservation (NREC) | Modernization (EEM) | FURNACE | REHEAT | CARBURIZING | 136 | 7 | 172 | 14 | 1
Energy Conservation (NREC) | Modernization (EEM) | FURNACE | REHEAT | CARBURIZING/QUENCH | 136 | 7 | 199 | 14 | 1
Energy Conservation (NREC) | Modernization (EEM) | FURNACE | REHEAT | DEOXIDIZING METAL | 136 | 7 | 202 | 14 | 1
Energy Conservation (NREC) | Modernization (EEM) | FURNACE | REHEAT | DRAW | 136 | 7 | 198 | 14 | 1
Energy Conservation (NREC) | Modernization (EEM) | FURNACE | REHEAT | EXPNDNG PERLITE ORE | 136 | 7 | 205 | 14 | 1
Energy Conservation (NREC) | Modernization (EEM) | FURNACE | REHEAT | EXTRUDING METAL | 136 | 7 | 203 | 14 | 1
Energy Conservation (NREC) | Modernization (EEM) | FURNACE | REHEAT | FIRING PORCEL. ENML. | 136 | 7 | 173 | 14 | 1
Energy Conservation (NREC) | Modernization (EEM) | FURNACE | REHEAT | FORMING | 136 | 7 | 201 | 14 | 1
Energy Conservation (NREC) | Modernization (EEM) | FURNACE | REHEAT | GLASS MELTING | 136 | 7 | 174 | 14 | 1
Energy Conservation (NREC) | Modernization (EEM) | FURNACE | REHEAT | GLAZING PROCESS | 136 | 7 | 175 | 14 | 1
Energy Conservation (NREC) | Modernization (EEM) | FURNACE | REHEAT | HEAT TREATING | 136 | 7 | 179 | 14 | 1
Energy Conservation (NREC) | Modernization (EEM) | FURNACE | REHEAT | HEATING FOR FORGING | 136 | 7 | 177 | 14 | 1
Energy Conservation (NREC) | Modernization (EEM) | FURNACE | REHEAT | HEATING FOR ROLLING | 136 | 7 | 178 | 14 | 1
Energy Conservation (NREC) | Modernization (EEM) | FURNACE | REHEAT | MELTING ALUM.-BRONZE | 136 | 7 | 184 | 14 | 1
Energy Conservation (NREC) | Modernization (EEM) | FURNACE | REHEAT | MELTING ALUMINUM | 136 | 7 | 183 | 14 | 1
Energy Conservation (NREC) | Modernization (EEM) | FURNACE | REHEAT | MELTING BRASS | 136 | 7 | 185 | 14 | 1
Energy Conservation (NREC) | Modernization (EEM) | FURNACE | REHEAT | MELTING BRONZE | 136 | 7 | 186 | 14 | 1
Energy Conservation (NREC) | Modernization (EEM) | FURNACE | REHEAT | MELTING FRIT | 136 | 7 | 181 | 14 | 1
Energy Conservation (NREC) | Modernization (EEM) | FURNACE | REHEAT | MELTING IRON | 136 | 7 | 187 | 14 | 1
Energy Conservation (NREC) | Modernization (EEM) | FURNACE | REHEAT | MELTING LEAD | 136 | 7 | 188 | 14 | 1
Energy Conservation (NREC) | Modernization (EEM) | FURNACE | REHEAT | MELTING MAGNESIUM | 136 | 7 | 189 | 14 | 1
Energy Conservation (NREC) | Modernization (EEM) | FURNACE | REHEAT | MELTING METAL | 136 | 7 | 182 | 14 | 1
Energy Conservation (NREC) | Modernization (EEM) | FURNACE | REHEAT | MELTING ZINC | 136 | 7 | 190 | 14 | 1
Energy Conservation (NREC) | Modernization (EEM) | FURNACE | REHEAT | POPPING PERLITE | 136 | 7 | 191 | 14 | 1
Energy Conservation (NREC) | Modernization (EEM) | FURNACE | REHEAT | PRE-HEATING | 136 | 7 | 192 | 14 | 1
Energy Conservation (NREC) | Modernization (EEM) | FURNACE | REHEAT | QUENCHING | 136 | 7 | 196 | 14 | 1
Energy Conservation (NREC) | Modernization (EEM) | FURNACE | REHEAT | SINTERING METAL | 136 | 7 | 193 | 14 | 1
Energy Conservation (NREC) | Modernization (EEM) | FURNACE | REHEAT | SMELTING SCRAP | 136 | 7 | 194 | 14 | 1
Energy Conservation (NREC) | Modernization (EEM) | FURNACE | REHEAT | SPENT ACID RECOVERY | 136 | 7 | 204 | 14 | 1
Energy Conservation (NREC) | Modernization (EEM) | FURNACE | REHEAT | ZINC VAPORIZATION | 136 | 7 | 200 | 14 | 1
Energy Conservation (NREC) | Modernization (EEM) | FURNACE | REVERBATORY | ANNEALING | 137 | 7 | 170 | 14 | 1
Energy Conservation (NREC) | Modernization (EEM) | FURNACE | REVERBATORY | BRAZING METAL PARTS | 137 | 7 | 171 | 14 | 1
Energy Conservation (NREC) | Modernization (EEM) | FURNACE | REVERBATORY | CARBON REGENERATION | 137 | 7 | 206 | 14 | 1
Energy Conservation (NREC) | Modernization (EEM) | FURNACE | REVERBATORY | CARBURIZING | 137 | 7 | 172 | 14 | 1
Energy Conservation (NREC) | Modernization (EEM) | FURNACE | REVERBATORY | CARBURIZING/QUENCH | 137 | 7 | 199 | 14 | 1
Energy Conservation (NREC) | Modernization (EEM) | FURNACE | REVERBATORY | DEOXIDIZING METAL | 137 | 7 | 202 | 14 | 1
Energy Conservation (NREC) | Modernization (EEM) | FURNACE | REVERBATORY | DRAW | 137 | 7 | 198 | 14 | 1
Energy Conservation (NREC) | Modernization (EEM) | FURNACE | REVERBATORY | EXPNDNG PERLITE ORE | 137 | 7 | 205 | 14 | 1
Energy Conservation (NREC) | Modernization (EEM) | FURNACE | REVERBATORY | EXTRUDING METAL | 137 | 7 | 203 | 14 | 1
Energy Conservation (NREC) | Modernization (EEM) | FURNACE | REVERBATORY | FIRING PORCEL. ENML. | 137 | 7 | 173 | 14 | 1
Energy Conservation (NREC) | Modernization (EEM) | FURNACE | REVERBATORY | FORMING | 137 | 7 | 201 | 14 | 1
Energy Conservation (NREC) | Modernization (EEM) | FURNACE | REVERBATORY | GLASS MELTING | 137 | 7 | 174 | 14 | 1
Energy Conservation (NREC) | Modernization (EEM) | FURNACE | REVERBATORY | GLAZING PROCESS | 137 | 7 | 175 | 14 | 1
Energy Conservation (NREC) | Modernization (EEM) | FURNACE | REVERBATORY | HEAT TREATING | 137 | 7 | 179 | 14 | 1
Energy Conservation (NREC) | Modernization (EEM) | FURNACE | REVERBATORY | HEATING FOR FORGING | 137 | 7 | 177 | 14 | 1
Energy Conservation (NREC) | Modernization (EEM) | FURNACE | REVERBATORY | HEATING FOR ROLLING | 137 | 7 | 178 | 14 | 1
Energy Conservation (NREC) | Modernization (EEM) | FURNACE | REVERBATORY | MELTING ALUM.-BRONZE | 137 | 7 | 184 | 14 | 1
Energy Conservation (NREC) | Modernization (EEM) | FURNACE | REVERBATORY | MELTING ALUMINUM | 137 | 7 | 183 | 14 | 1
Energy Conservation (NREC) | Modernization (EEM) | FURNACE | REVERBATORY | MELTING BRASS | 137 | 7 | 185 | 14 | 1
Energy Conservation (NREC) | Modernization (EEM) | FURNACE | REVERBATORY | MELTING BRONZE | 137 | 7 | 186 | 14 | 1
Energy Conservation (NREC) | Modernization (EEM) | FURNACE | REVERBATORY | MELTING FRIT | 137 | 7 | 181 | 14 | 1
Energy Conservation (NREC) | Modernization (EEM) | FURNACE | REVERBATORY | MELTING IRON | 137 | 7 | 187 | 14 | 1
Energy Conservation (NREC) | Modernization (EEM) | FURNACE | REVERBATORY | MELTING LEAD | 137 | 7 | 188 | 14 | 1
Energy Conservation (NREC) | Modernization (EEM) | FURNACE | REVERBATORY | MELTING MAGNESIUM | 137 | 7 | 189 | 14 | 1
Energy Conservation (NREC) | Modernization (EEM) | FURNACE | REVERBATORY | MELTING METAL | 137 | 7 | 182 | 14 | 1
Energy Conservation (NREC) | Modernization (EEM) | FURNACE | REVERBATORY | MELTING ZINC | 137 | 7 | 190 | 14 | 1
Energy Conservation (NREC) | Modernization (EEM) | FURNACE | REVERBATORY | POPPING PERLITE | 137 | 7 | 191 | 14 | 1
Energy Conservation (NREC) | Modernization (EEM) | FURNACE | REVERBATORY | PRE-HEATING | 137 | 7 | 192 | 14 | 1
Energy Conservation (NREC) | Modernization (EEM) | FURNACE | REVERBATORY | QUENCHING | 137 | 7 | 196 | 14 | 1
Energy Conservation (NREC) | Modernization (EEM) | FURNACE | REVERBATORY | SINTERING METAL | 137 | 7 | 193 | 14 | 1
Energy Conservation (NREC) | Modernization (EEM) | FURNACE | REVERBATORY | SMELTING SCRAP | 137 | 7 | 194 | 14 | 1
Energy Conservation (NREC) | Modernization (EEM) | FURNACE | REVERBATORY | SPENT ACID RECOVERY | 137 | 7 | 204 | 14 | 1
Energy Conservation (NREC) | Modernization (EEM) | FURNACE | REVERBATORY | ZINC VAPORIZATION | 137 | 7 | 200 | 14 | 1
Energy Conservation (NREC) | Modernization (EEM) | FURNACE | ROLL TOP | ANNEALING | 146 | 7 | 170 | 14 | 1
Energy Conservation (NREC) | Modernization (EEM) | FURNACE | ROLL TOP | BRAZING METAL PARTS | 146 | 7 | 171 | 14 | 1
Energy Conservation (NREC) | Modernization (EEM) | FURNACE | ROLL TOP | CARBON REGENERATION | 146 | 7 | 206 | 14 | 1
Energy Conservation (NREC) | Modernization (EEM) | FURNACE | ROLL TOP | CARBURIZING | 146 | 7 | 172 | 14 | 1
Energy Conservation (NREC) | Modernization (EEM) | FURNACE | ROLL TOP | CARBURIZING/QUENCH | 146 | 7 | 199 | 14 | 1
Energy Conservation (NREC) | Modernization (EEM) | FURNACE | ROLL TOP | DEOXIDIZING METAL | 146 | 7 | 202 | 14 | 1
Energy Conservation (NREC) | Modernization (EEM) | FURNACE | ROLL TOP | DRAW | 146 | 7 | 198 | 14 | 1
Energy Conservation (NREC) | Modernization (EEM) | FURNACE | ROLL TOP | EXPNDNG PERLITE ORE | 146 | 7 | 205 | 14 | 1
Energy Conservation (NREC) | Modernization (EEM) | FURNACE | ROLL TOP | EXTRUDING METAL | 146 | 7 | 203 | 14 | 1
Energy Conservation (NREC) | Modernization (EEM) | FURNACE | ROLL TOP | FIRING PORCEL. ENML. | 146 | 7 | 173 | 14 | 1
Energy Conservation (NREC) | Modernization (EEM) | FURNACE | ROLL TOP | FORMING | 146 | 7 | 201 | 14 | 1
Energy Conservation (NREC) | Modernization (EEM) | FURNACE | ROLL TOP | GLASS MELTING | 146 | 7 | 174 | 14 | 1
Energy Conservation (NREC) | Modernization (EEM) | FURNACE | ROLL TOP | GLAZING PROCESS | 146 | 7 | 175 | 14 | 1
Energy Conservation (NREC) | Modernization (EEM) | FURNACE | ROLL TOP | HEAT TREATING | 146 | 7 | 179 | 14 | 1
Energy Conservation (NREC) | Modernization (EEM) | FURNACE | ROLL TOP | HEATING FOR FORGING | 146 | 7 | 177 | 14 | 1
Energy Conservation (NREC) | Modernization (EEM) | FURNACE | ROLL TOP | HEATING FOR ROLLING | 146 | 7 | 178 | 14 | 1
Energy Conservation (NREC) | Modernization (EEM) | FURNACE | ROLL TOP | MELTING ALUM.-BRONZE | 146 | 7 | 184 | 14 | 1
Energy Conservation (NREC) | Modernization (EEM) | FURNACE | ROLL TOP | MELTING ALUMINUM | 146 | 7 | 183 | 14 | 1
Energy Conservation (NREC) | Modernization (EEM) | FURNACE | ROLL TOP | MELTING BRASS | 146 | 7 | 185 | 14 | 1
Energy Conservation (NREC) | Modernization (EEM) | FURNACE | ROLL TOP | MELTING BRONZE | 146 | 7 | 186 | 14 | 1
Energy Conservation (NREC) | Modernization (EEM) | FURNACE | ROLL TOP | MELTING FRIT | 146 | 7 | 181 | 14 | 1
Energy Conservation (NREC) | Modernization (EEM) | FURNACE | ROLL TOP | MELTING IRON | 146 | 7 | 187 | 14 | 1
Energy Conservation (NREC) | Modernization (EEM) | FURNACE | ROLL TOP | MELTING LEAD | 146 | 7 | 188 | 14 | 1
Energy Conservation (NREC) | Modernization (EEM) | FURNACE | ROLL TOP | MELTING MAGNESIUM | 146 | 7 | 189 | 14 | 1
Energy Conservation (NREC) | Modernization (EEM) | FURNACE | ROLL TOP | MELTING METAL | 146 | 7 | 182 | 14 | 1
Energy Conservation (NREC) | Modernization (EEM) | FURNACE | ROLL TOP | MELTING ZINC | 146 | 7 | 190 | 14 | 1
Energy Conservation (NREC) | Modernization (EEM) | FURNACE | ROLL TOP | POPPING PERLITE | 146 | 7 | 191 | 14 | 1
Energy Conservation (NREC) | Modernization (EEM) | FURNACE | ROLL TOP | PRE-HEATING | 146 | 7 | 192 | 14 | 1
Energy Conservation (NREC) | Modernization (EEM) | FURNACE | ROLL TOP | QUENCHING | 146 | 7 | 196 | 14 | 1
Energy Conservation (NREC) | Modernization (EEM) | FURNACE | ROLL TOP | SINTERING METAL | 146 | 7 | 193 | 14 | 1
Energy Conservation (NREC) | Modernization (EEM) | FURNACE | ROLL TOP | SMELTING SCRAP | 146 | 7 | 194 | 14 | 1
Energy Conservation (NREC) | Modernization (EEM) | FURNACE | ROLL TOP | SPENT ACID RECOVERY | 146 | 7 | 204 | 14 | 1
Energy Conservation (NREC) | Modernization (EEM) | FURNACE | ROLL TOP | ZINC VAPORIZATION | 146 | 7 | 200 | 14 | 1
Energy Conservation (NREC) | Modernization (EEM) | FURNACE | ROLLER HEARTH | ANNEALING | 143 | 7 | 170 | 14 | 1
Energy Conservation (NREC) | Modernization (EEM) | FURNACE | ROLLER HEARTH | BRAZING METAL PARTS | 143 | 7 | 171 | 14 | 1
Energy Conservation (NREC) | Modernization (EEM) | FURNACE | ROLLER HEARTH | CARBON REGENERATION | 143 | 7 | 206 | 14 | 1
Energy Conservation (NREC) | Modernization (EEM) | FURNACE | ROLLER HEARTH | CARBURIZING | 143 | 7 | 172 | 14 | 1
Energy Conservation (NREC) | Modernization (EEM) | FURNACE | ROLLER HEARTH | CARBURIZING/QUENCH | 143 | 7 | 199 | 14 | 1
Energy Conservation (NREC) | Modernization (EEM) | FURNACE | ROLLER HEARTH | DEOXIDIZING METAL | 143 | 7 | 202 | 14 | 1
Energy Conservation (NREC) | Modernization (EEM) | FURNACE | ROLLER HEARTH | DRAW | 143 | 7 | 198 | 14 | 1
Energy Conservation (NREC) | Modernization (EEM) | FURNACE | ROLLER HEARTH | EXPNDNG PERLITE ORE | 143 | 7 | 205 | 14 | 1
Energy Conservation (NREC) | Modernization (EEM) | FURNACE | ROLLER HEARTH | EXTRUDING METAL | 143 | 7 | 203 | 14 | 1
Energy Conservation (NREC) | Modernization (EEM) | FURNACE | ROLLER HEARTH | FIRING PORCEL. ENML. | 143 | 7 | 173 | 14 | 1
Energy Conservation (NREC) | Modernization (EEM) | FURNACE | ROLLER HEARTH | FORMING | 143 | 7 | 201 | 14 | 1
Energy Conservation (NREC) | Modernization (EEM) | FURNACE | ROLLER HEARTH | GLASS MELTING | 143 | 7 | 174 | 14 | 1
Energy Conservation (NREC) | Modernization (EEM) | FURNACE | ROLLER HEARTH | GLAZING PROCESS | 143 | 7 | 175 | 14 | 1
Energy Conservation (NREC) | Modernization (EEM) | FURNACE | ROLLER HEARTH | HEAT TREATING | 143 | 7 | 179 | 14 | 1
Energy Conservation (NREC) | Modernization (EEM) | FURNACE | ROLLER HEARTH | HEATING FOR FORGING | 143 | 7 | 177 | 14 | 1
Energy Conservation (NREC) | Modernization (EEM) | FURNACE | ROLLER HEARTH | HEATING FOR ROLLING | 143 | 7 | 178 | 14 | 1
Energy Conservation (NREC) | Modernization (EEM) | FURNACE | ROLLER HEARTH | MELTING ALUM.-BRONZE | 143 | 7 | 184 | 14 | 1
Energy Conservation (NREC) | Modernization (EEM) | FURNACE | ROLLER HEARTH | MELTING ALUMINUM | 143 | 7 | 183 | 14 | 1
Energy Conservation (NREC) | Modernization (EEM) | FURNACE | ROLLER HEARTH | MELTING BRASS | 143 | 7 | 185 | 14 | 1
Energy Conservation (NREC) | Modernization (EEM) | FURNACE | ROLLER HEARTH | MELTING BRONZE | 143 | 7 | 186 | 14 | 1
Energy Conservation (NREC) | Modernization (EEM) | FURNACE | ROLLER HEARTH | MELTING FRIT | 143 | 7 | 181 | 14 | 1
Energy Conservation (NREC) | Modernization (EEM) | FURNACE | ROLLER HEARTH | MELTING IRON | 143 | 7 | 187 | 14 | 1
Energy Conservation (NREC) | Modernization (EEM) | FURNACE | ROLLER HEARTH | MELTING LEAD | 143 | 7 | 188 | 14 | 1
Energy Conservation (NREC) | Modernization (EEM) | FURNACE | ROLLER HEARTH | MELTING MAGNESIUM | 143 | 7 | 189 | 14 | 1
Energy Conservation (NREC) | Modernization (EEM) | FURNACE | ROLLER HEARTH | MELTING METAL | 143 | 7 | 182 | 14 | 1
Energy Conservation (NREC) | Modernization (EEM) | FURNACE | ROLLER HEARTH | MELTING ZINC | 143 | 7 | 190 | 14 | 1
Energy Conservation (NREC) | Modernization (EEM) | FURNACE | ROLLER HEARTH | POPPING PERLITE | 143 | 7 | 191 | 14 | 1
Energy Conservation (NREC) | Modernization (EEM) | FURNACE | ROLLER HEARTH | PRE-HEATING | 143 | 7 | 192 | 14 | 1
Energy Conservation (NREC) | Modernization (EEM) | FURNACE | ROLLER HEARTH | QUENCHING | 143 | 7 | 196 | 14 | 1
Energy Conservation (NREC) | Modernization (EEM) | FURNACE | ROLLER HEARTH | SINTERING METAL | 143 | 7 | 193 | 14 | 1
Energy Conservation (NREC) | Modernization (EEM) | FURNACE | ROLLER HEARTH | SMELTING SCRAP | 143 | 7 | 194 | 14 | 1
Energy Conservation (NREC) | Modernization (EEM) | FURNACE | ROLLER HEARTH | SPENT ACID RECOVERY | 143 | 7 | 204 | 14 | 1
Energy Conservation (NREC) | Modernization (EEM) | FURNACE | ROLLER HEARTH | ZINC VAPORIZATION | 143 | 7 | 200 | 14 | 1
Energy Conservation (NREC) | Modernization (EEM) | FURNACE | SALT POT | ANNEALING | 138 | 7 | 170 | 14 | 1
Energy Conservation (NREC) | Modernization (EEM) | FURNACE | SALT POT | BRAZING METAL PARTS | 138 | 7 | 171 | 14 | 1
Energy Conservation (NREC) | Modernization (EEM) | FURNACE | SALT POT | CARBON REGENERATION | 138 | 7 | 206 | 14 | 1
Energy Conservation (NREC) | Modernization (EEM) | FURNACE | SALT POT | CARBURIZING | 138 | 7 | 172 | 14 | 1
Energy Conservation (NREC) | Modernization (EEM) | FURNACE | SALT POT | CARBURIZING/QUENCH | 138 | 7 | 199 | 14 | 1
Energy Conservation (NREC) | Modernization (EEM) | FURNACE | SALT POT | DEOXIDIZING METAL | 138 | 7 | 202 | 14 | 1
Energy Conservation (NREC) | Modernization (EEM) | FURNACE | SALT POT | DRAW | 138 | 7 | 198 | 14 | 1
Energy Conservation (NREC) | Modernization (EEM) | FURNACE | SALT POT | EXPNDNG PERLITE ORE | 138 | 7 | 205 | 14 | 1
Energy Conservation (NREC) | Modernization (EEM) | FURNACE | SALT POT | EXTRUDING METAL | 138 | 7 | 203 | 14 | 1
Energy Conservation (NREC) | Modernization (EEM) | FURNACE | SALT POT | FIRING PORCEL. ENML. | 138 | 7 | 173 | 14 | 1
Energy Conservation (NREC) | Modernization (EEM) | FURNACE | SALT POT | FORMING | 138 | 7 | 201 | 14 | 1
Energy Conservation (NREC) | Modernization (EEM) | FURNACE | SALT POT | GLASS MELTING | 138 | 7 | 174 | 14 | 1
Energy Conservation (NREC) | Modernization (EEM) | FURNACE | SALT POT | GLAZING PROCESS | 138 | 7 | 175 | 14 | 1
Energy Conservation (NREC) | Modernization (EEM) | FURNACE | SALT POT | HEAT TREATING | 138 | 7 | 179 | 14 | 1
Energy Conservation (NREC) | Modernization (EEM) | FURNACE | SALT POT | HEATING FOR FORGING | 138 | 7 | 177 | 14 | 1
Energy Conservation (NREC) | Modernization (EEM) | FURNACE | SALT POT | HEATING FOR ROLLING | 138 | 7 | 178 | 14 | 1
Energy Conservation (NREC) | Modernization (EEM) | FURNACE | SALT POT | MELTING ALUM.-BRONZE | 138 | 7 | 184 | 14 | 1
Energy Conservation (NREC) | Modernization (EEM) | FURNACE | SALT POT | MELTING ALUMINUM | 138 | 7 | 183 | 14 | 1
Energy Conservation (NREC) | Modernization (EEM) | FURNACE | SALT POT | MELTING BRASS | 138 | 7 | 185 | 14 | 1
Energy Conservation (NREC) | Modernization (EEM) | FURNACE | SALT POT | MELTING BRONZE | 138 | 7 | 186 | 14 | 1
Energy Conservation (NREC) | Modernization (EEM) | FURNACE | SALT POT | MELTING FRIT | 138 | 7 | 181 | 14 | 1
Energy Conservation (NREC) | Modernization (EEM) | FURNACE | SALT POT | MELTING IRON | 138 | 7 | 187 | 14 | 1
Energy Conservation (NREC) | Modernization (EEM) | FURNACE | SALT POT | MELTING LEAD | 138 | 7 | 188 | 14 | 1
Energy Conservation (NREC) | Modernization (EEM) | FURNACE | SALT POT | MELTING MAGNESIUM | 138 | 7 | 189 | 14 | 1
Energy Conservation (NREC) | Modernization (EEM) | FURNACE | SALT POT | MELTING METAL | 138 | 7 | 182 | 14 | 1
Energy Conservation (NREC) | Modernization (EEM) | FURNACE | SALT POT | MELTING ZINC | 138 | 7 | 190 | 14 | 1
Energy Conservation (NREC) | Modernization (EEM) | FURNACE | SALT POT | POPPING PERLITE | 138 | 7 | 191 | 14 | 1
Energy Conservation (NREC) | Modernization (EEM) | FURNACE | SALT POT | PRE-HEATING | 138 | 7 | 192 | 14 | 1
Energy Conservation (NREC) | Modernization (EEM) | FURNACE | SALT POT | QUENCHING | 138 | 7 | 196 | 14 | 1
Energy Conservation (NREC) | Modernization (EEM) | FURNACE | SALT POT | SINTERING METAL | 138 | 7 | 193 | 14 | 1
Energy Conservation (NREC) | Modernization (EEM) | FURNACE | SALT POT | SMELTING SCRAP | 138 | 7 | 194 | 14 | 1
Energy Conservation (NREC) | Modernization (EEM) | FURNACE | SALT POT | SPENT ACID RECOVERY | 138 | 7 | 204 | 14 | 1
Energy Conservation (NREC) | Modernization (EEM) | FURNACE | SALT POT | ZINC VAPORIZATION | 138 | 7 | 200 | 14 | 1
Energy Conservation (NREC) | Modernization (EEM) | FURNACE | SOAKING PIT | ANNEALING | 139 | 7 | 170 | 14 | 1
Energy Conservation (NREC) | Modernization (EEM) | FURNACE | SOAKING PIT | BRAZING METAL PARTS | 139 | 7 | 171 | 14 | 1
Energy Conservation (NREC) | Modernization (EEM) | FURNACE | SOAKING PIT | CARBON REGENERATION | 139 | 7 | 206 | 14 | 1
Energy Conservation (NREC) | Modernization (EEM) | FURNACE | SOAKING PIT | CARBURIZING | 139 | 7 | 172 | 14 | 1
Energy Conservation (NREC) | Modernization (EEM) | FURNACE | SOAKING PIT | CARBURIZING/QUENCH | 139 | 7 | 199 | 14 | 1
Energy Conservation (NREC) | Modernization (EEM) | FURNACE | SOAKING PIT | DEOXIDIZING METAL | 139 | 7 | 202 | 14 | 1
Energy Conservation (NREC) | Modernization (EEM) | FURNACE | SOAKING PIT | DRAW | 139 | 7 | 198 | 14 | 1
Energy Conservation (NREC) | Modernization (EEM) | FURNACE | SOAKING PIT | EXPNDNG PERLITE ORE | 139 | 7 | 205 | 14 | 1
Energy Conservation (NREC) | Modernization (EEM) | FURNACE | SOAKING PIT | EXTRUDING METAL | 139 | 7 | 203 | 14 | 1
Energy Conservation (NREC) | Modernization (EEM) | FURNACE | SOAKING PIT | FIRING PORCEL. ENML. | 139 | 7 | 173 | 14 | 1
Energy Conservation (NREC) | Modernization (EEM) | FURNACE | SOAKING PIT | FORMING | 139 | 7 | 201 | 14 | 1
Energy Conservation (NREC) | Modernization (EEM) | FURNACE | SOAKING PIT | GLASS MELTING | 139 | 7 | 174 | 14 | 1
Energy Conservation (NREC) | Modernization (EEM) | FURNACE | SOAKING PIT | GLAZING PROCESS | 139 | 7 | 175 | 14 | 1
Energy Conservation (NREC) | Modernization (EEM) | FURNACE | SOAKING PIT | HEAT TREATING | 139 | 7 | 179 | 14 | 1
Energy Conservation (NREC) | Modernization (EEM) | FURNACE | SOAKING PIT | HEATING FOR FORGING | 139 | 7 | 177 | 14 | 1
Energy Conservation (NREC) | Modernization (EEM) | FURNACE | SOAKING PIT | HEATING FOR ROLLING | 139 | 7 | 178 | 14 | 1
Energy Conservation (NREC) | Modernization (EEM) | FURNACE | SOAKING PIT | MELTING ALUM.-BRONZE | 139 | 7 | 184 | 14 | 1
Energy Conservation (NREC) | Modernization (EEM) | FURNACE | SOAKING PIT | MELTING ALUMINUM | 139 | 7 | 183 | 14 | 1
Energy Conservation (NREC) | Modernization (EEM) | FURNACE | SOAKING PIT | MELTING BRASS | 139 | 7 | 185 | 14 | 1
Energy Conservation (NREC) | Modernization (EEM) | FURNACE | SOAKING PIT | MELTING BRONZE | 139 | 7 | 186 | 14 | 1
Energy Conservation (NREC) | Modernization (EEM) | FURNACE | SOAKING PIT | MELTING FRIT | 139 | 7 | 181 | 14 | 1
Energy Conservation (NREC) | Modernization (EEM) | FURNACE | SOAKING PIT | MELTING IRON | 139 | 7 | 187 | 14 | 1
Energy Conservation (NREC) | Modernization (EEM) | FURNACE | SOAKING PIT | MELTING LEAD | 139 | 7 | 188 | 14 | 1
Energy Conservation (NREC) | Modernization (EEM) | FURNACE | SOAKING PIT | MELTING MAGNESIUM | 139 | 7 | 189 | 14 | 1
Energy Conservation (NREC) | Modernization (EEM) | FURNACE | SOAKING PIT | MELTING METAL | 139 | 7 | 182 | 14 | 1
Energy Conservation (NREC) | Modernization (EEM) | FURNACE | SOAKING PIT | MELTING ZINC | 139 | 7 | 190 | 14 | 1
Energy Conservation (NREC) | Modernization (EEM) | FURNACE | SOAKING PIT | POPPING PERLITE | 139 | 7 | 191 | 14 | 1
Energy Conservation (NREC) | Modernization (EEM) | FURNACE | SOAKING PIT | PRE-HEATING | 139 | 7 | 192 | 14 | 1
Energy Conservation (NREC) | Modernization (EEM) | FURNACE | SOAKING PIT | QUENCHING | 139 | 7 | 196 | 14 | 1
Energy Conservation (NREC) | Modernization (EEM) | FURNACE | SOAKING PIT | SINTERING METAL | 139 | 7 | 193 | 14 | 1
Energy Conservation (NREC) | Modernization (EEM) | FURNACE | SOAKING PIT | SMELTING SCRAP | 139 | 7 | 194 | 14 | 1
Energy Conservation (NREC) | Modernization (EEM) | FURNACE | SOAKING PIT | SPENT ACID RECOVERY | 139 | 7 | 204 | 14 | 1
Energy Conservation (NREC) | Modernization (EEM) | FURNACE | SOAKING PIT | ZINC VAPORIZATION | 139 | 7 | 200 | 14 | 1
Energy Conservation (NREC) | Modernization (EEM) | FURNACE | SWEAT | ANNEALING | 140 | 7 | 170 | 14 | 1
Energy Conservation (NREC) | Modernization (EEM) | FURNACE | SWEAT | BRAZING METAL PARTS | 140 | 7 | 171 | 14 | 1
Energy Conservation (NREC) | Modernization (EEM) | FURNACE | SWEAT | CARBON REGENERATION | 140 | 7 | 206 | 14 | 1
Energy Conservation (NREC) | Modernization (EEM) | FURNACE | SWEAT | CARBURIZING | 140 | 7 | 172 | 14 | 1
Energy Conservation (NREC) | Modernization (EEM) | FURNACE | SWEAT | CARBURIZING/QUENCH | 140 | 7 | 199 | 14 | 1
Energy Conservation (NREC) | Modernization (EEM) | FURNACE | SWEAT | DEOXIDIZING METAL | 140 | 7 | 202 | 14 | 1
Energy Conservation (NREC) | Modernization (EEM) | FURNACE | SWEAT | DRAW | 140 | 7 | 198 | 14 | 1
Energy Conservation (NREC) | Modernization (EEM) | FURNACE | SWEAT | EXPNDNG PERLITE ORE | 140 | 7 | 205 | 14 | 1
Energy Conservation (NREC) | Modernization (EEM) | FURNACE | SWEAT | EXTRUDING METAL | 140 | 7 | 203 | 14 | 1
Energy Conservation (NREC) | Modernization (EEM) | FURNACE | SWEAT | FIRING PORCEL. ENML. | 140 | 7 | 173 | 14 | 1
Energy Conservation (NREC) | Modernization (EEM) | FURNACE | SWEAT | FORMING | 140 | 7 | 201 | 14 | 1
Energy Conservation (NREC) | Modernization (EEM) | FURNACE | SWEAT | GLASS MELTING | 140 | 7 | 174 | 14 | 1
Energy Conservation (NREC) | Modernization (EEM) | FURNACE | SWEAT | GLAZING PROCESS | 140 | 7 | 175 | 14 | 1
Energy Conservation (NREC) | Modernization (EEM) | FURNACE | SWEAT | HEAT TREATING | 140 | 7 | 179 | 14 | 1
Energy Conservation (NREC) | Modernization (EEM) | FURNACE | SWEAT | HEATING FOR FORGING | 140 | 7 | 177 | 14 | 1
Energy Conservation (NREC) | Modernization (EEM) | FURNACE | SWEAT | HEATING FOR ROLLING | 140 | 7 | 178 | 14 | 1
Energy Conservation (NREC) | Modernization (EEM) | FURNACE | SWEAT | MELTING ALUM.-BRONZE | 140 | 7 | 184 | 14 | 1
Energy Conservation (NREC) | Modernization (EEM) | FURNACE | SWEAT | MELTING ALUMINUM | 140 | 7 | 183 | 14 | 1
Energy Conservation (NREC) | Modernization (EEM) | FURNACE | SWEAT | MELTING BRASS | 140 | 7 | 185 | 14 | 1
Energy Conservation (NREC) | Modernization (EEM) | FURNACE | SWEAT | MELTING BRONZE | 140 | 7 | 186 | 14 | 1
Energy Conservation (NREC) | Modernization (EEM) | FURNACE | SWEAT | MELTING FRIT | 140 | 7 | 181 | 14 | 1
Energy Conservation (NREC) | Modernization (EEM) | FURNACE | SWEAT | MELTING IRON | 140 | 7 | 187 | 14 | 1
Energy Conservation (NREC) | Modernization (EEM) | FURNACE | SWEAT | MELTING LEAD | 140 | 7 | 188 | 14 | 1
Energy Conservation (NREC) | Modernization (EEM) | FURNACE | SWEAT | MELTING MAGNESIUM | 140 | 7 | 189 | 14 | 1
Energy Conservation (NREC) | Modernization (EEM) | FURNACE | SWEAT | MELTING METAL | 140 | 7 | 182 | 14 | 1
Energy Conservation (NREC) | Modernization (EEM) | FURNACE | SWEAT | MELTING ZINC | 140 | 7 | 190 | 14 | 1
Energy Conservation (NREC) | Modernization (EEM) | FURNACE | SWEAT | POPPING PERLITE | 140 | 7 | 191 | 14 | 1
Energy Conservation (NREC) | Modernization (EEM) | FURNACE | SWEAT | PRE-HEATING | 140 | 7 | 192 | 14 | 1
Energy Conservation (NREC) | Modernization (EEM) | FURNACE | SWEAT | QUENCHING | 140 | 7 | 196 | 14 | 1
Energy Conservation (NREC) | Modernization (EEM) | FURNACE | SWEAT | SINTERING METAL | 140 | 7 | 193 | 14 | 1
Energy Conservation (NREC) | Modernization (EEM) | FURNACE | SWEAT | SMELTING SCRAP | 140 | 7 | 194 | 14 | 1
Energy Conservation (NREC) | Modernization (EEM) | FURNACE | SWEAT | SPENT ACID RECOVERY | 140 | 7 | 204 | 14 | 1
Energy Conservation (NREC) | Modernization (EEM) | FURNACE | SWEAT | ZINC VAPORIZATION | 140 | 7 | 200 | 14 | 1
Energy Conservation (NREC) | Modernization (EEM) | FURNACE | WALKING BEAM | ANNEALING | 141 | 7 | 170 | 14 | 1
Energy Conservation (NREC) | Modernization (EEM) | FURNACE | WALKING BEAM | BRAZING METAL PARTS | 141 | 7 | 171 | 14 | 1
Energy Conservation (NREC) | Modernization (EEM) | FURNACE | WALKING BEAM | CARBON REGENERATION | 141 | 7 | 206 | 14 | 1
Energy Conservation (NREC) | Modernization (EEM) | FURNACE | WALKING BEAM | CARBURIZING | 141 | 7 | 172 | 14 | 1
Energy Conservation (NREC) | Modernization (EEM) | FURNACE | WALKING BEAM | CARBURIZING/QUENCH | 141 | 7 | 199 | 14 | 1
Energy Conservation (NREC) | Modernization (EEM) | FURNACE | WALKING BEAM | DEOXIDIZING METAL | 141 | 7 | 202 | 14 | 1
Energy Conservation (NREC) | Modernization (EEM) | FURNACE | WALKING BEAM | DRAW | 141 | 7 | 198 | 14 | 1
Energy Conservation (NREC) | Modernization (EEM) | FURNACE | WALKING BEAM | EXPNDNG PERLITE ORE | 141 | 7 | 205 | 14 | 1
Energy Conservation (NREC) | Modernization (EEM) | FURNACE | WALKING BEAM | EXTRUDING METAL | 141 | 7 | 203 | 14 | 1
Energy Conservation (NREC) | Modernization (EEM) | FURNACE | WALKING BEAM | FIRING PORCEL. ENML. | 141 | 7 | 173 | 14 | 1
Energy Conservation (NREC) | Modernization (EEM) | FURNACE | WALKING BEAM | FORMING | 141 | 7 | 201 | 14 | 1
Energy Conservation (NREC) | Modernization (EEM) | FURNACE | WALKING BEAM | GLASS MELTING | 141 | 7 | 174 | 14 | 1
Energy Conservation (NREC) | Modernization (EEM) | FURNACE | WALKING BEAM | GLAZING PROCESS | 141 | 7 | 175 | 14 | 1
Energy Conservation (NREC) | Modernization (EEM) | FURNACE | WALKING BEAM | HEAT TREATING | 141 | 7 | 179 | 14 | 1
Energy Conservation (NREC) | Modernization (EEM) | FURNACE | WALKING BEAM | HEATING FOR FORGING | 141 | 7 | 177 | 14 | 1
Energy Conservation (NREC) | Modernization (EEM) | FURNACE | WALKING BEAM | HEATING FOR ROLLING | 141 | 7 | 178 | 14 | 1
Energy Conservation (NREC) | Modernization (EEM) | FURNACE | WALKING BEAM | MELTING ALUM.-BRONZE | 141 | 7 | 184 | 14 | 1
Energy Conservation (NREC) | Modernization (EEM) | FURNACE | WALKING BEAM | MELTING ALUMINUM | 141 | 7 | 183 | 14 | 1
Energy Conservation (NREC) | Modernization (EEM) | FURNACE | WALKING BEAM | MELTING BRASS | 141 | 7 | 185 | 14 | 1
Energy Conservation (NREC) | Modernization (EEM) | FURNACE | WALKING BEAM | MELTING BRONZE | 141 | 7 | 186 | 14 | 1
Energy Conservation (NREC) | Modernization (EEM) | FURNACE | WALKING BEAM | MELTING FRIT | 141 | 7 | 181 | 14 | 1
Energy Conservation (NREC) | Modernization (EEM) | FURNACE | WALKING BEAM | MELTING IRON | 141 | 7 | 187 | 14 | 1
Energy Conservation (NREC) | Modernization (EEM) | FURNACE | WALKING BEAM | MELTING LEAD | 141 | 7 | 188 | 14 | 1
Energy Conservation (NREC) | Modernization (EEM) | FURNACE | WALKING BEAM | MELTING MAGNESIUM | 141 | 7 | 189 | 14 | 1
Energy Conservation (NREC) | Modernization (EEM) | FURNACE | WALKING BEAM | MELTING METAL | 141 | 7 | 182 | 14 | 1
Energy Conservation (NREC) | Modernization (EEM) | FURNACE | WALKING BEAM | MELTING ZINC | 141 | 7 | 190 | 14 | 1
Energy Conservation (NREC) | Modernization (EEM) | FURNACE | WALKING BEAM | POPPING PERLITE | 141 | 7 | 191 | 14 | 1
Energy Conservation (NREC) | Modernization (EEM) | FURNACE | WALKING BEAM | PRE-HEATING | 141 | 7 | 192 | 14 | 1
Energy Conservation (NREC) | Modernization (EEM) | FURNACE | WALKING BEAM | QUENCHING | 141 | 7 | 196 | 14 | 1
Energy Conservation (NREC) | Modernization (EEM) | FURNACE | WALKING BEAM | SINTERING METAL | 141 | 7 | 193 | 14 | 1
Energy Conservation (NREC) | Modernization (EEM) | FURNACE | WALKING BEAM | SMELTING SCRAP | 141 | 7 | 194 | 14 | 1
Energy Conservation (NREC) | Modernization (EEM) | FURNACE | WALKING BEAM | SPENT ACID RECOVERY | 141 | 7 | 204 | 14 | 1
Energy Conservation (NREC) | Modernization (EEM) | FURNACE | WALKING BEAM | ZINC VAPORIZATION | 141 | 7 | 200 | 14 | 1
Energy Conservation (NREC) | Modernization (EEM) | HEAT RECOVERY | HEAT EXCHANGERS | AIR TO AIR | 250 | 9 | 300 | 14 | 1
Energy Conservation (NREC) | Modernization (EEM) | HEAT RECOVERY | HEAT EXCHANGERS | COMPR.HOT GAS TO LIQ | 250 | 9 | 301 | 14 | 1
Energy Conservation (NREC) | Modernization (EEM) | HEAT RECOVERY | HEAT EXCHANGERS | FLUE GAS TO AIR | 250 | 9 | 302 | 14 | 1
Energy Conservation (NREC) | Modernization (EEM) | HEAT RECOVERY | HEAT EXCHANGERS | FLUE GAS TO FLUE GAS | 250 | 9 | 303 | 14 | 1
Energy Conservation (NREC) | Modernization (EEM) | HEAT RECOVERY | HEAT EXCHANGERS | FLUE GAS TO LIQUID | 250 | 9 | 304 | 14 | 1
Energy Conservation (NREC) | Modernization (EEM) | HEAT RECOVERY | HEAT EXCHANGERS | FLUE GAS TO POLUTANT | 250 | 9 | 305 | 14 | 1
Energy Conservation (NREC) | Modernization (EEM) | HEAT RECOVERY | HEAT EXCHANGERS | LIQUID TO LIQUID | 250 | 9 | 307 | 14 | 1
Energy Conservation (NREC) | Modernization (EEM) | HEAT RECOVERY | HEAT EXCHANGERS | MAKE UP AIR | 250 | 9 | 308 | 14 | 1
Energy Conservation (NREC) | Modernization (EEM) | HEAT RECOVERY | HEAT EXCHANGERS | WASTE HEAT BOILER | 250 | 9 | 309 | 14 | 1
Energy Conservation (NREC) | Modernization (EEM) | HEAT RECOVERY | HEAT PIPE | AIR TO AIR | 251 | 9 | 300 | 14 | 1
Energy Conservation (NREC) | Modernization (EEM) | HEAT RECOVERY | HEAT PIPE | COMPR.HOT GAS TO LIQ | 251 | 9 | 301 | 14 | 1
Energy Conservation (NREC) | Modernization (EEM) | HEAT RECOVERY | HEAT PIPE | FLUE GAS TO AIR | 251 | 9 | 302 | 14 | 1
Energy Conservation (NREC) | Modernization (EEM) | HEAT RECOVERY | HEAT PIPE | FLUE GAS TO FLUE GAS | 251 | 9 | 303 | 14 | 1
Energy Conservation (NREC) | Modernization (EEM) | HEAT RECOVERY | HEAT PIPE | FLUE GAS TO LIQUID | 251 | 9 | 304 | 14 | 1
Energy Conservation (NREC) | Modernization (EEM) | HEAT RECOVERY | HEAT PIPE | FLUE GAS TO POLUTANT | 251 | 9 | 305 | 14 | 1
Energy Conservation (NREC) | Modernization (EEM) | HEAT RECOVERY | HEAT PIPE | LIQUID TO LIQUID | 251 | 9 | 307 | 14 | 1
Energy Conservation (NREC) | Modernization (EEM) | HEAT RECOVERY | HEAT PIPE | MAKE UP AIR | 251 | 9 | 308 | 14 | 1
Energy Conservation (NREC) | Modernization (EEM) | HEAT RECOVERY | HEAT PIPE | WASTE HEAT BOILER | 251 | 9 | 309 | 14 | 1
Energy Conservation (NREC) | Modernization (EEM) | HEAT RECOVERY | HEAT WHEELS | AIR TO AIR | 252 | 9 | 300 | 14 | 1
Energy Conservation (NREC) | Modernization (EEM) | HEAT RECOVERY | HEAT WHEELS | COMPR.HOT GAS TO LIQ | 252 | 9 | 301 | 14 | 1
Energy Conservation (NREC) | Modernization (EEM) | HEAT RECOVERY | HEAT WHEELS | FLUE GAS TO AIR | 252 | 9 | 302 | 14 | 1
Energy Conservation (NREC) | Modernization (EEM) | HEAT RECOVERY | HEAT WHEELS | FLUE GAS TO FLUE GAS | 252 | 9 | 303 | 14 | 1
Energy Conservation (NREC) | Modernization (EEM) | HEAT RECOVERY | HEAT WHEELS | FLUE GAS TO LIQUID | 252 | 9 | 304 | 14 | 1
Energy Conservation (NREC) | Modernization (EEM) | HEAT RECOVERY | HEAT WHEELS | FLUE GAS TO POLUTANT | 252 | 9 | 305 | 14 | 1
Energy Conservation (NREC) | Modernization (EEM) | HEAT RECOVERY | HEAT WHEELS | LIQUID TO LIQUID | 252 | 9 | 307 | 14 | 1
Energy Conservation (NREC) | Modernization (EEM) | HEAT RECOVERY | HEAT WHEELS | MAKE UP AIR | 252 | 9 | 308 | 14 | 1
Energy Conservation (NREC) | Modernization (EEM) | HEAT RECOVERY | HEAT WHEELS | WASTE HEAT BOILER | 252 | 9 | 309 | 14 | 1
Energy Conservation (NREC) | Modernization (EEM) | HEAT RECOVERY | RECUPERATORS | AIR TO AIR | 253 | 9 | 300 | 14 | 1
Energy Conservation (NREC) | Modernization (EEM) | HEAT RECOVERY | RECUPERATORS | COMPR.HOT GAS TO LIQ | 253 | 9 | 301 | 14 | 1
Energy Conservation (NREC) | Modernization (EEM) | HEAT RECOVERY | RECUPERATORS | FLUE GAS TO AIR | 253 | 9 | 302 | 14 | 1
Energy Conservation (NREC) | Modernization (EEM) | HEAT RECOVERY | RECUPERATORS | FLUE GAS TO FLUE GAS | 253 | 9 | 303 | 14 | 1
Energy Conservation (NREC) | Modernization (EEM) | HEAT RECOVERY | RECUPERATORS | FLUE GAS TO LIQUID | 253 | 9 | 304 | 14 | 1
Energy Conservation (NREC) | Modernization (EEM) | HEAT RECOVERY | RECUPERATORS | FLUE GAS TO POLUTANT | 253 | 9 | 305 | 14 | 1
Energy Conservation (NREC) | Modernization (EEM) | HEAT RECOVERY | RECUPERATORS | LIQUID TO LIQUID | 253 | 9 | 307 | 14 | 1
Energy Conservation (NREC) | Modernization (EEM) | HEAT RECOVERY | RECUPERATORS | MAKE UP AIR | 253 | 9 | 308 | 14 | 1
Energy Conservation (NREC) | Modernization (EEM) | HEAT RECOVERY | RECUPERATORS | WASTE HEAT BOILER | 253 | 9 | 309 | 14 | 1
Energy Conservation (NREC) | Modernization (EEM) | INCINERATOR | AFTERBURNER | INCIN.OF PARTICULATE | 273 | 10 | 353 | 14 | 1
Energy Conservation (NREC) | Modernization (EEM) | KILN | ENVELOPE | CALCINING | 294 | 11 | 380 | 14 | 1
Energy Conservation (NREC) | Modernization (EEM) | KILN | ENVELOPE | CALCINING PETRO.COKE | 294 | 11 | 381 | 14 | 1
Energy Conservation (NREC) | Modernization (EEM) | KILN | ENVELOPE | DECORATING DINNERWRE | 294 | 11 | 382 | 14 | 1
Energy Conservation (NREC) | Modernization (EEM) | KILN | ENVELOPE | DIATOMACEOUS EARTH | 294 | 11 | 383 | 14 | 1
Energy Conservation (NREC) | Modernization (EEM) | KILN | ENVELOPE | DRYING AGGREGATE | 294 | 11 | 107 | 14 | 1
Energy Conservation (NREC) | Modernization (EEM) | KILN | ENVELOPE | DRYING SAND | 294 | 11 | 115 | 14 | 1
Energy Conservation (NREC) | Modernization (EEM) | KILN | ENVELOPE | FIRING BRICK | 294 | 11 | 386 | 14 | 1
Energy Conservation (NREC) | Modernization (EEM) | KILN | ENVELOPE | FIRING CEMENT | 294 | 11 | 387 | 14 | 1
Energy Conservation (NREC) | Modernization (EEM) | KILN | ENVELOPE | FIRING CHINA | 294 | 11 | 388 | 14 | 1
Energy Conservation (NREC) | Modernization (EEM) | KILN | ENVELOPE | FIRING DINNERWARE | 294 | 11 | 389 | 14 | 1
Energy Conservation (NREC) | Modernization (EEM) | KILN | ENVELOPE | FIRING ELECTRIC | 294 | 11 | 385 | 14 | 1
Energy Conservation (NREC) | Modernization (EEM) | KILN | ENVELOPE | FIRING PORCELAIN | 294 | 11 | 390 | 14 | 1
Energy Conservation (NREC) | Modernization (EEM) | KILN | ENVELOPE | FIRING POTTERY | 294 | 11 | 400 | 14 | 1
Energy Conservation (NREC) | Modernization (EEM) | KILN | ENVELOPE | FIRING REFRACTORY | 294 | 11 | 399 | 14 | 1
Energy Conservation (NREC) | Modernization (EEM) | KILN | ENVELOPE | FIRING SANITARY WARE | 294 | 11 | 391 | 14 | 1
Energy Conservation (NREC) | Modernization (EEM) | KILN | ENVELOPE | FIRING SEWER TILE | 294 | 11 | 392 | 14 | 1
Energy Conservation (NREC) | Modernization (EEM) | KILN | ENVELOPE | FIRING TECH.CERAMICS | 294 | 11 | 393 | 14 | 1
Energy Conservation (NREC) | Modernization (EEM) | KILN | ENVELOPE | FIRING TILE | 294 | 11 | 394 | 14 | 1
Energy Conservation (NREC) | Modernization (EEM) | KILN | ENVELOPE | GLAZING CHINA | 294 | 11 | 395 | 14 | 1
Energy Conservation (NREC) | Modernization (EEM) | KILN | ENVELOPE | GLAZING DINNERWARE | 294 | 11 | 396 | 14 | 1
Energy Conservation (NREC) | Modernization (EEM) | KILN | ENVELOPE | GLAZING PORCELAIN | 294 | 11 | 397 | 14 | 1
Energy Conservation (NREC) | Modernization (EEM) | KILN | ENVELOPE | GLAZING TILE | 294 | 11 | 398 | 14 | 1
Energy Conservation (NREC) | Modernization (EEM) | KILN | PERIODIC | CALCINING | 290 | 11 | 380 | 14 | 1
Energy Conservation (NREC) | Modernization (EEM) | KILN | PERIODIC | CALCINING PETRO.COKE | 290 | 11 | 381 | 14 | 1
Energy Conservation (NREC) | Modernization (EEM) | KILN | PERIODIC | DECORATING DINNERWRE | 290 | 11 | 382 | 14 | 1
Energy Conservation (NREC) | Modernization (EEM) | KILN | PERIODIC | DIATOMACEOUS EARTH | 290 | 11 | 383 | 14 | 1
Energy Conservation (NREC) | Modernization (EEM) | KILN | PERIODIC | DRYING AGGREGATE | 290 | 11 | 107 | 14 | 1
Energy Conservation (NREC) | Modernization (EEM) | KILN | PERIODIC | DRYING SAND | 290 | 11 | 115 | 14 | 1
Energy Conservation (NREC) | Modernization (EEM) | KILN | PERIODIC | FIRING BRICK | 290 | 11 | 386 | 14 | 1
Energy Conservation (NREC) | Modernization (EEM) | KILN | PERIODIC | FIRING CEMENT | 290 | 11 | 387 | 14 | 1
Energy Conservation (NREC) | Modernization (EEM) | KILN | PERIODIC | FIRING CHINA | 290 | 11 | 388 | 14 | 1
Energy Conservation (NREC) | Modernization (EEM) | KILN | PERIODIC | FIRING DINNERWARE | 290 | 11 | 389 | 14 | 1
Energy Conservation (NREC) | Modernization (EEM) | KILN | PERIODIC | FIRING ELECTRIC | 290 | 11 | 385 | 14 | 1
Energy Conservation (NREC) | Modernization (EEM) | KILN | PERIODIC | FIRING PORCELAIN | 290 | 11 | 390 | 14 | 1
Energy Conservation (NREC) | Modernization (EEM) | KILN | PERIODIC | FIRING POTTERY | 290 | 11 | 400 | 14 | 1
Energy Conservation (NREC) | Modernization (EEM) | KILN | PERIODIC | FIRING REFRACTORY | 290 | 11 | 399 | 14 | 1
Energy Conservation (NREC) | Modernization (EEM) | KILN | PERIODIC | FIRING SANITARY WARE | 290 | 11 | 391 | 14 | 1
Energy Conservation (NREC) | Modernization (EEM) | KILN | PERIODIC | FIRING SEWER TILE | 290 | 11 | 392 | 14 | 1
Energy Conservation (NREC) | Modernization (EEM) | KILN | PERIODIC | FIRING TECH.CERAMICS | 290 | 11 | 393 | 14 | 1
Energy Conservation (NREC) | Modernization (EEM) | KILN | PERIODIC | FIRING TILE | 290 | 11 | 394 | 14 | 1
Energy Conservation (NREC) | Modernization (EEM) | KILN | PERIODIC | GLAZING CHINA | 290 | 11 | 395 | 14 | 1
Energy Conservation (NREC) | Modernization (EEM) | KILN | PERIODIC | GLAZING DINNERWARE | 290 | 11 | 396 | 14 | 1
Energy Conservation (NREC) | Modernization (EEM) | KILN | PERIODIC | GLAZING PORCELAIN | 290 | 11 | 397 | 14 | 1
Energy Conservation (NREC) | Modernization (EEM) | KILN | PERIODIC | GLAZING TILE | 290 | 11 | 398 | 14 | 1
Energy Conservation (NREC) | Modernization (EEM) | KILN | PERIODIC ENVELOPE | CALCINING | 291 | 11 | 380 | 14 | 1
Energy Conservation (NREC) | Modernization (EEM) | KILN | PERIODIC ENVELOPE | CALCINING PETRO.COKE | 291 | 11 | 381 | 14 | 1
Energy Conservation (NREC) | Modernization (EEM) | KILN | PERIODIC ENVELOPE | DECORATING DINNERWRE | 291 | 11 | 382 | 14 | 1
Energy Conservation (NREC) | Modernization (EEM) | KILN | PERIODIC ENVELOPE | DIATOMACEOUS EARTH | 291 | 11 | 383 | 14 | 1
Energy Conservation (NREC) | Modernization (EEM) | KILN | PERIODIC ENVELOPE | DRYING AGGREGATE | 291 | 11 | 107 | 14 | 1
Energy Conservation (NREC) | Modernization (EEM) | KILN | PERIODIC ENVELOPE | DRYING SAND | 291 | 11 | 115 | 14 | 1
Energy Conservation (NREC) | Modernization (EEM) | KILN | PERIODIC ENVELOPE | FIRING BRICK | 291 | 11 | 386 | 14 | 1
Energy Conservation (NREC) | Modernization (EEM) | KILN | PERIODIC ENVELOPE | FIRING CEMENT | 291 | 11 | 387 | 14 | 1
Energy Conservation (NREC) | Modernization (EEM) | KILN | PERIODIC ENVELOPE | FIRING CHINA | 291 | 11 | 388 | 14 | 1
Energy Conservation (NREC) | Modernization (EEM) | KILN | PERIODIC ENVELOPE | FIRING DINNERWARE | 291 | 11 | 389 | 14 | 1
Energy Conservation (NREC) | Modernization (EEM) | KILN | PERIODIC ENVELOPE | FIRING ELECTRIC | 291 | 11 | 385 | 14 | 1
Energy Conservation (NREC) | Modernization (EEM) | KILN | PERIODIC ENVELOPE | FIRING PORCELAIN | 291 | 11 | 390 | 14 | 1
Energy Conservation (NREC) | Modernization (EEM) | KILN | PERIODIC ENVELOPE | FIRING POTTERY | 291 | 11 | 400 | 14 | 1
Energy Conservation (NREC) | Modernization (EEM) | KILN | PERIODIC ENVELOPE | FIRING REFRACTORY | 291 | 11 | 399 | 14 | 1
Energy Conservation (NREC) | Modernization (EEM) | KILN | PERIODIC ENVELOPE | FIRING SANITARY WARE | 291 | 11 | 391 | 14 | 1
Energy Conservation (NREC) | Modernization (EEM) | KILN | PERIODIC ENVELOPE | FIRING SEWER TILE | 291 | 11 | 392 | 14 | 1
Energy Conservation (NREC) | Modernization (EEM) | KILN | PERIODIC ENVELOPE | FIRING TECH.CERAMICS | 291 | 11 | 393 | 14 | 1
Energy Conservation (NREC) | Modernization (EEM) | KILN | PERIODIC ENVELOPE | FIRING TILE | 291 | 11 | 394 | 14 | 1
Energy Conservation (NREC) | Modernization (EEM) | KILN | PERIODIC ENVELOPE | GLAZING CHINA | 291 | 11 | 395 | 14 | 1
Energy Conservation (NREC) | Modernization (EEM) | KILN | PERIODIC ENVELOPE | GLAZING DINNERWARE | 291 | 11 | 396 | 14 | 1
Energy Conservation (NREC) | Modernization (EEM) | KILN | PERIODIC ENVELOPE | GLAZING PORCELAIN | 291 | 11 | 397 | 14 | 1
Energy Conservation (NREC) | Modernization (EEM) | KILN | PERIODIC ENVELOPE | GLAZING TILE | 291 | 11 | 398 | 14 | 1
Energy Conservation (NREC) | Modernization (EEM) | KILN | PERIODIC SHUTTLE | CALCINING | 292 | 11 | 380 | 14 | 1
Energy Conservation (NREC) | Modernization (EEM) | KILN | PERIODIC SHUTTLE | CALCINING PETRO.COKE | 292 | 11 | 381 | 14 | 1
Energy Conservation (NREC) | Modernization (EEM) | KILN | PERIODIC SHUTTLE | DECORATING DINNERWRE | 292 | 11 | 382 | 14 | 1
Energy Conservation (NREC) | Modernization (EEM) | KILN | PERIODIC SHUTTLE | DIATOMACEOUS EARTH | 292 | 11 | 383 | 14 | 1
Energy Conservation (NREC) | Modernization (EEM) | KILN | PERIODIC SHUTTLE | DRYING AGGREGATE | 292 | 11 | 107 | 14 | 1
Energy Conservation (NREC) | Modernization (EEM) | KILN | PERIODIC SHUTTLE | DRYING SAND | 292 | 11 | 115 | 14 | 1
Energy Conservation (NREC) | Modernization (EEM) | KILN | PERIODIC SHUTTLE | FIRING BRICK | 292 | 11 | 386 | 14 | 1
Energy Conservation (NREC) | Modernization (EEM) | KILN | PERIODIC SHUTTLE | FIRING CEMENT | 292 | 11 | 387 | 14 | 1
Energy Conservation (NREC) | Modernization (EEM) | KILN | PERIODIC SHUTTLE | FIRING CHINA | 292 | 11 | 388 | 14 | 1
Energy Conservation (NREC) | Modernization (EEM) | KILN | PERIODIC SHUTTLE | FIRING DINNERWARE | 292 | 11 | 389 | 14 | 1
Energy Conservation (NREC) | Modernization (EEM) | KILN | PERIODIC SHUTTLE | FIRING ELECTRIC | 292 | 11 | 385 | 14 | 1
Energy Conservation (NREC) | Modernization (EEM) | KILN | PERIODIC SHUTTLE | FIRING PORCELAIN | 292 | 11 | 390 | 14 | 1
Energy Conservation (NREC) | Modernization (EEM) | KILN | PERIODIC SHUTTLE | FIRING POTTERY | 292 | 11 | 400 | 14 | 1
Energy Conservation (NREC) | Modernization (EEM) | KILN | PERIODIC SHUTTLE | FIRING REFRACTORY | 292 | 11 | 399 | 14 | 1
Energy Conservation (NREC) | Modernization (EEM) | KILN | PERIODIC SHUTTLE | FIRING SANITARY WARE | 292 | 11 | 391 | 14 | 1
Energy Conservation (NREC) | Modernization (EEM) | KILN | PERIODIC SHUTTLE | FIRING SEWER TILE | 292 | 11 | 392 | 14 | 1
Energy Conservation (NREC) | Modernization (EEM) | KILN | PERIODIC SHUTTLE | FIRING TECH.CERAMICS | 292 | 11 | 393 | 14 | 1
Energy Conservation (NREC) | Modernization (EEM) | KILN | PERIODIC SHUTTLE | FIRING TILE | 292 | 11 | 394 | 14 | 1
Energy Conservation (NREC) | Modernization (EEM) | KILN | PERIODIC SHUTTLE | GLAZING CHINA | 292 | 11 | 395 | 14 | 1
Energy Conservation (NREC) | Modernization (EEM) | KILN | PERIODIC SHUTTLE | GLAZING DINNERWARE | 292 | 11 | 396 | 14 | 1
Energy Conservation (NREC) | Modernization (EEM) | KILN | PERIODIC SHUTTLE | GLAZING PORCELAIN | 292 | 11 | 397 | 14 | 1
Energy Conservation (NREC) | Modernization (EEM) | KILN | PERIODIC SHUTTLE | GLAZING TILE | 292 | 11 | 398 | 14 | 1
Energy Conservation (NREC) | Modernization (EEM) | KILN | ROTARY | DRYING AGGREGATE | 79 | 11 | 107 | 14 | 1
Energy Conservation (NREC) | Modernization (EEM) | KILN | ROTARY | DRYING SAND | 79 | 11 | 115 | 14 | 1
Energy Conservation (NREC) | Modernization (EEM) | KILN | ROTARY | FIRING BRICK | 79 | 11 | 386 | 14 | 1
Energy Conservation (NREC) | Modernization (EEM) | KILN | ROTARY | FIRING CEMENT | 79 | 11 | 387 | 14 | 1
Energy Conservation (NREC) | Modernization (EEM) | KILN | ROTARY | FIRING CHINA | 79 | 11 | 388 | 14 | 1
Energy Conservation (NREC) | Modernization (EEM) | KILN | ROTARY | FIRING DINNERWARE | 79 | 11 | 389 | 14 | 1
Energy Conservation (NREC) | Modernization (EEM) | KILN | ROTARY | FIRING ELECTRIC | 79 | 11 | 385 | 14 | 1
Energy Conservation (NREC) | Modernization (EEM) | KILN | ROTARY | FIRING PORCELAIN | 79 | 11 | 390 | 14 | 1
Energy Conservation (NREC) | Modernization (EEM) | KILN | ROTARY | FIRING POTTERY | 79 | 11 | 400 | 14 | 1
Energy Conservation (NREC) | Modernization (EEM) | KILN | ROTARY | FIRING REFRACTORY | 79 | 11 | 399 | 14 | 1
Energy Conservation (NREC) | Modernization (EEM) | KILN | ROTARY | FIRING SANITARY WARE | 79 | 11 | 391 | 14 | 1
Energy Conservation (NREC) | Modernization (EEM) | KILN | ROTARY | FIRING SEWER TILE | 79 | 11 | 392 | 14 | 1
Energy Conservation (NREC) | Modernization (EEM) | KILN | ROTARY | FIRING TECH.CERAMICS | 79 | 11 | 393 | 14 | 1
Energy Conservation (NREC) | Modernization (EEM) | KILN | ROTARY | FIRING TILE | 79 | 11 | 394 | 14 | 1
Energy Conservation (NREC) | Modernization (EEM) | KILN | ROTARY | GLAZING CHINA | 79 | 11 | 395 | 14 | 1
Energy Conservation (NREC) | Modernization (EEM) | KILN | ROTARY | GLAZING DINNERWARE | 79 | 11 | 396 | 14 | 1
Energy Conservation (NREC) | Modernization (EEM) | KILN | ROTARY | GLAZING PORCELAIN | 79 | 11 | 397 | 14 | 1
Energy Conservation (NREC) | Modernization (EEM) | KILN | ROTARY | GLAZING TILE | 79 | 11 | 398 | 14 | 1
Energy Conservation (NREC) | Modernization (EEM) | KILN | ROTARY HEARTH | CALCINING | 293 | 11 | 380 | 14 | 1
Energy Conservation (NREC) | Modernization (EEM) | KILN | ROTARY HEARTH | CALCINING PETRO.COKE | 293 | 11 | 381 | 14 | 1
Energy Conservation (NREC) | Modernization (EEM) | KILN | ROTARY HEARTH | DECORATING DINNERWRE | 293 | 11 | 382 | 14 | 1
Energy Conservation (NREC) | Modernization (EEM) | KILN | ROTARY HEARTH | DIATOMACEOUS EARTH | 293 | 11 | 383 | 14 | 1
Energy Conservation (NREC) | Modernization (EEM) | KILN | ROTARY HEARTH | DRYING AGGREGATE | 293 | 11 | 107 | 14 | 1
Energy Conservation (NREC) | Modernization (EEM) | KILN | ROTARY HEARTH | DRYING SAND | 293 | 11 | 115 | 14 | 1
Energy Conservation (NREC) | Modernization (EEM) | KILN | ROTARY HEARTH | FIRING BRICK | 293 | 11 | 386 | 14 | 1
Energy Conservation (NREC) | Modernization (EEM) | KILN | ROTARY HEARTH | FIRING CEMENT | 293 | 11 | 387 | 14 | 1
Energy Conservation (NREC) | Modernization (EEM) | KILN | ROTARY HEARTH | FIRING CHINA | 293 | 11 | 388 | 14 | 1
Energy Conservation (NREC) | Modernization (EEM) | KILN | ROTARY HEARTH | FIRING DINNERWARE | 293 | 11 | 389 | 14 | 1
Energy Conservation (NREC) | Modernization (EEM) | KILN | ROTARY HEARTH | FIRING ELECTRIC | 293 | 11 | 385 | 14 | 1
Energy Conservation (NREC) | Modernization (EEM) | KILN | ROTARY HEARTH | FIRING PORCELAIN | 293 | 11 | 390 | 14 | 1
Energy Conservation (NREC) | Modernization (EEM) | KILN | ROTARY HEARTH | FIRING POTTERY | 293 | 11 | 400 | 14 | 1
Energy Conservation (NREC) | Modernization (EEM) | KILN | ROTARY HEARTH | FIRING REFRACTORY | 293 | 11 | 399 | 14 | 1
Energy Conservation (NREC) | Modernization (EEM) | KILN | ROTARY HEARTH | FIRING SANITARY WARE | 293 | 11 | 391 | 14 | 1
Energy Conservation (NREC) | Modernization (EEM) | KILN | ROTARY HEARTH | FIRING SEWER TILE | 293 | 11 | 392 | 14 | 1
Energy Conservation (NREC) | Modernization (EEM) | KILN | ROTARY HEARTH | FIRING TECH.CERAMICS | 293 | 11 | 393 | 14 | 1
Energy Conservation (NREC) | Modernization (EEM) | KILN | ROTARY HEARTH | FIRING TILE | 293 | 11 | 394 | 14 | 1
Energy Conservation (NREC) | Modernization (EEM) | KILN | ROTARY HEARTH | GLAZING CHINA | 293 | 11 | 395 | 14 | 1
Energy Conservation (NREC) | Modernization (EEM) | KILN | ROTARY HEARTH | GLAZING DINNERWARE | 293 | 11 | 396 | 14 | 1
Energy Conservation (NREC) | Modernization (EEM) | KILN | ROTARY HEARTH | GLAZING PORCELAIN | 293 | 11 | 397 | 14 | 1
Energy Conservation (NREC) | Modernization (EEM) | KILN | ROTARY HEARTH | GLAZING TILE | 293 | 11 | 398 | 14 | 1
Energy Conservation (NREC) | Modernization (EEM) | KILN | TUNNEL | DRYING AGGREGATE | 78 | 11 | 107 | 14 | 1
Energy Conservation (NREC) | Modernization (EEM) | KILN | TUNNEL | DRYING SAND | 78 | 11 | 115 | 14 | 1
Energy Conservation (NREC) | Modernization (EEM) | KILN | TUNNEL | FIRING BRICK | 78 | 11 | 386 | 14 | 1
Energy Conservation (NREC) | Modernization (EEM) | KILN | TUNNEL | FIRING CEMENT | 78 | 11 | 387 | 14 | 1
Energy Conservation (NREC) | Modernization (EEM) | KILN | TUNNEL | FIRING CHINA | 78 | 11 | 388 | 14 | 1
Energy Conservation (NREC) | Modernization (EEM) | KILN | TUNNEL | FIRING DINNERWARE | 78 | 11 | 389 | 14 | 1
Energy Conservation (NREC) | Modernization (EEM) | KILN | TUNNEL | FIRING ELECTRIC | 78 | 11 | 385 | 14 | 1
Energy Conservation (NREC) | Modernization (EEM) | KILN | TUNNEL | FIRING PORCELAIN | 78 | 11 | 390 | 14 | 1
Energy Conservation (NREC) | Modernization (EEM) | KILN | TUNNEL | FIRING POTTERY | 78 | 11 | 400 | 14 | 1
Energy Conservation (NREC) | Modernization (EEM) | KILN | TUNNEL | FIRING REFRACTORY | 78 | 11 | 399 | 14 | 1
Energy Conservation (NREC) | Modernization (EEM) | KILN | TUNNEL | FIRING SANITARY WARE | 78 | 11 | 391 | 14 | 1
Energy Conservation (NREC) | Modernization (EEM) | KILN | TUNNEL | FIRING SEWER TILE | 78 | 11 | 392 | 14 | 1
Energy Conservation (NREC) | Modernization (EEM) | KILN | TUNNEL | FIRING TECH.CERAMICS | 78 | 11 | 393 | 14 | 1
Energy Conservation (NREC) | Modernization (EEM) | KILN | TUNNEL | FIRING TILE | 78 | 11 | 394 | 14 | 1
Energy Conservation (NREC) | Modernization (EEM) | KILN | TUNNEL | GLAZING CHINA | 78 | 11 | 395 | 14 | 1
Energy Conservation (NREC) | Modernization (EEM) | KILN | TUNNEL | GLAZING DINNERWARE | 78 | 11 | 396 | 14 | 1
Energy Conservation (NREC) | Modernization (EEM) | KILN | TUNNEL | GLAZING PORCELAIN | 78 | 11 | 397 | 14 | 1
Energy Conservation (NREC) | Modernization (EEM) | KILN | TUNNEL | GLAZING TILE | 78 | 11 | 398 | 14 | 1
Energy Conservation (NREC) | Modernization (EEM) | KITCHEN | BRAISING PAN | COOKING - CHARCOAL | 320 | 12 | 439 | 14 | 1
Energy Conservation (NREC) | Modernization (EEM) | KITCHEN | BRAISING PAN | COOKING - STEAM | 320 | 12 | 441 | 14 | 1
Energy Conservation (NREC) | Modernization (EEM) | KITCHEN | BRAISING PAN | COOKING-ELECTRIC | 320 | 12 | 440 | 14 | 1
Energy Conservation (NREC) | Modernization (EEM) | KITCHEN | BRAISING PAN | COOKING-GAS | 320 | 12 | 430 | 14 | 1
Energy Conservation (NREC) | Modernization (EEM) | KITCHEN | BRAISING PAN | FOOD PREPARATION | 320 | 12 | 436 | 14 | 1
Energy Conservation (NREC) | Modernization (EEM) | KITCHEN | BRAISING PAN | FOOD REFRIGERATION | 320 | 12 | 434 | 14 | 1
Energy Conservation (NREC) | Modernization (EEM) | KITCHEN | BRAISING PAN | FRYING DONUTS | 320 | 12 | 435 | 14 | 1
Energy Conservation (NREC) | Modernization (EEM) | KITCHEN | BRAISING PAN | RESEARCH OR TESTING | 320 | 12 | 431 | 14 | 1
Energy Conservation (NREC) | Modernization (EEM) | KITCHEN | BRAISING PAN | SANITATION - STEAM | 320 | 12 | 443 | 14 | 1
Energy Conservation (NREC) | Modernization (EEM) | KITCHEN | BRAISING PAN | SANITATION-CHEM | 320 | 12 | 433 | 14 | 1
Energy Conservation (NREC) | Modernization (EEM) | KITCHEN | BRAISING PAN | SANITATION-ELECTRIC | 320 | 12 | 442 | 14 | 1
Energy Conservation (NREC) | Modernization (EEM) | KITCHEN | BRAISING PAN | SANITATION-GAS | 320 | 12 | 432 | 14 | 1
Energy Conservation (NREC) | Modernization (EEM) | KITCHEN | BROILER UNDER FIRED | COOKING - CHARCOAL | 323 | 12 | 439 | 14 | 1
Energy Conservation (NREC) | Modernization (EEM) | KITCHEN | BROILER UNDER FIRED | COOKING - STEAM | 323 | 12 | 441 | 14 | 1
Energy Conservation (NREC) | Modernization (EEM) | KITCHEN | BROILER UNDER FIRED | COOKING-ELECTRIC | 323 | 12 | 440 | 14 | 1
Energy Conservation (NREC) | Modernization (EEM) | KITCHEN | BROILER UNDER FIRED | COOKING-GAS | 323 | 12 | 430 | 14 | 1
Energy Conservation (NREC) | Modernization (EEM) | KITCHEN | BROILER UNDER FIRED | FOOD PREPARATION | 323 | 12 | 436 | 14 | 1
Energy Conservation (NREC) | Modernization (EEM) | KITCHEN | BROILER UNDER FIRED | FOOD REFRIGERATION | 323 | 12 | 434 | 14 | 1
Energy Conservation (NREC) | Modernization (EEM) | KITCHEN | BROILER UNDER FIRED | FRYING DONUTS | 323 | 12 | 435 | 14 | 1
Energy Conservation (NREC) | Modernization (EEM) | KITCHEN | BROILER UNDER FIRED | RESEARCH OR TESTING | 323 | 12 | 431 | 14 | 1
Energy Conservation (NREC) | Modernization (EEM) | KITCHEN | BROILER UNDER FIRED | SANITATION - STEAM | 323 | 12 | 443 | 14 | 1
Energy Conservation (NREC) | Modernization (EEM) | KITCHEN | BROILER UNDER FIRED | SANITATION-CHEM | 323 | 12 | 433 | 14 | 1
Energy Conservation (NREC) | Modernization (EEM) | KITCHEN | BROILER UNDER FIRED | SANITATION-ELECTRIC | 323 | 12 | 442 | 14 | 1
Energy Conservation (NREC) | Modernization (EEM) | KITCHEN | BROILER UNDER FIRED | SANITATION-GAS | 323 | 12 | 432 | 14 | 1
Energy Conservation (NREC) | Modernization (EEM) | KITCHEN | BROILER- CONVEYOR | COOKING - CHARCOAL | 352 | 12 | 439 | 14 | 1
Energy Conservation (NREC) | Modernization (EEM) | KITCHEN | BROILER- CONVEYOR | COOKING - STEAM | 352 | 12 | 441 | 14 | 1
Energy Conservation (NREC) | Modernization (EEM) | KITCHEN | BROILER- CONVEYOR | COOKING-ELECTRIC | 352 | 12 | 440 | 14 | 1
Energy Conservation (NREC) | Modernization (EEM) | KITCHEN | BROILER- CONVEYOR | COOKING-GAS | 352 | 12 | 430 | 14 | 1
Energy Conservation (NREC) | Modernization (EEM) | KITCHEN | BROILER- CONVEYOR | FOOD PREPARATION | 352 | 12 | 436 | 14 | 1
Energy Conservation (NREC) | Modernization (EEM) | KITCHEN | BROILER- CONVEYOR | FOOD REFRIGERATION | 352 | 12 | 434 | 14 | 1
Energy Conservation (NREC) | Modernization (EEM) | KITCHEN | BROILER- CONVEYOR | FRYING DONUTS | 352 | 12 | 435 | 14 | 1
Energy Conservation (NREC) | Modernization (EEM) | KITCHEN | BROILER- CONVEYOR | RESEARCH OR TESTING | 352 | 12 | 431 | 14 | 1
Energy Conservation (NREC) | Modernization (EEM) | KITCHEN | BROILER- CONVEYOR | SANITATION - STEAM | 352 | 12 | 443 | 14 | 1
Energy Conservation (NREC) | Modernization (EEM) | KITCHEN | BROILER- CONVEYOR | SANITATION-CHEM | 352 | 12 | 433 | 14 | 1
Energy Conservation (NREC) | Modernization (EEM) | KITCHEN | BROILER- CONVEYOR | SANITATION-ELECTRIC | 352 | 12 | 442 | 14 | 1
Energy Conservation (NREC) | Modernization (EEM) | KITCHEN | BROILER- CONVEYOR | SANITATION-GAS | 352 | 12 | 432 | 14 | 1
Energy Conservation (NREC) | Modernization (EEM) | KITCHEN | BROILERS OVER FIRED | COOKING - CHARCOAL | 321 | 12 | 439 | 14 | 1
Energy Conservation (NREC) | Modernization (EEM) | KITCHEN | BROILERS OVER FIRED | COOKING - STEAM | 321 | 12 | 441 | 14 | 1
Energy Conservation (NREC) | Modernization (EEM) | KITCHEN | BROILERS OVER FIRED | COOKING-ELECTRIC | 321 | 12 | 440 | 14 | 1
Energy Conservation (NREC) | Modernization (EEM) | KITCHEN | BROILERS OVER FIRED | COOKING-GAS | 321 | 12 | 430 | 14 | 1
Energy Conservation (NREC) | Modernization (EEM) | KITCHEN | BROILERS OVER FIRED | FOOD PREPARATION | 321 | 12 | 436 | 14 | 1
Energy Conservation (NREC) | Modernization (EEM) | KITCHEN | BROILERS OVER FIRED | FOOD REFRIGERATION | 321 | 12 | 434 | 14 | 1
Energy Conservation (NREC) | Modernization (EEM) | KITCHEN | BROILERS OVER FIRED | FRYING DONUTS | 321 | 12 | 435 | 14 | 1
Energy Conservation (NREC) | Modernization (EEM) | KITCHEN | BROILERS OVER FIRED | RESEARCH OR TESTING | 321 | 12 | 431 | 14 | 1
Energy Conservation (NREC) | Modernization (EEM) | KITCHEN | BROILERS OVER FIRED | SANITATION - STEAM | 321 | 12 | 443 | 14 | 1
Energy Conservation (NREC) | Modernization (EEM) | KITCHEN | BROILERS OVER FIRED | SANITATION-CHEM | 321 | 12 | 433 | 14 | 1
Energy Conservation (NREC) | Modernization (EEM) | KITCHEN | BROILERS OVER FIRED | SANITATION-ELECTRIC | 321 | 12 | 442 | 14 | 1
Energy Conservation (NREC) | Modernization (EEM) | KITCHEN | BROILERS OVER FIRED | SANITATION-GAS | 321 | 12 | 432 | 14 | 1
Energy Conservation (NREC) | Modernization (EEM) | KITCHEN | BROILERS SALAMANDER | COOKING - CHARCOAL | 322 | 12 | 439 | 14 | 1
Energy Conservation (NREC) | Modernization (EEM) | KITCHEN | BROILERS SALAMANDER | COOKING - STEAM | 322 | 12 | 441 | 14 | 1
Energy Conservation (NREC) | Modernization (EEM) | KITCHEN | BROILERS SALAMANDER | COOKING-ELECTRIC | 322 | 12 | 440 | 14 | 1
Energy Conservation (NREC) | Modernization (EEM) | KITCHEN | BROILERS SALAMANDER | COOKING-GAS | 322 | 12 | 430 | 14 | 1
Energy Conservation (NREC) | Modernization (EEM) | KITCHEN | BROILERS SALAMANDER | FOOD PREPARATION | 322 | 12 | 436 | 14 | 1
Energy Conservation (NREC) | Modernization (EEM) | KITCHEN | BROILERS SALAMANDER | FOOD REFRIGERATION | 322 | 12 | 434 | 14 | 1
Energy Conservation (NREC) | Modernization (EEM) | KITCHEN | BROILERS SALAMANDER | FRYING DONUTS | 322 | 12 | 435 | 14 | 1
Energy Conservation (NREC) | Modernization (EEM) | KITCHEN | BROILERS SALAMANDER | RESEARCH OR TESTING | 322 | 12 | 431 | 14 | 1
Energy Conservation (NREC) | Modernization (EEM) | KITCHEN | BROILERS SALAMANDER | SANITATION - STEAM | 322 | 12 | 443 | 14 | 1
Energy Conservation (NREC) | Modernization (EEM) | KITCHEN | BROILERS SALAMANDER | SANITATION-CHEM | 322 | 12 | 433 | 14 | 1
Energy Conservation (NREC) | Modernization (EEM) | KITCHEN | BROILERS SALAMANDER | SANITATION-ELECTRIC | 322 | 12 | 442 | 14 | 1
Energy Conservation (NREC) | Modernization (EEM) | KITCHEN | BROILERS SALAMANDER | SANITATION-GAS | 322 | 12 | 432 | 14 | 1
Energy Conservation (NREC) | Modernization (EEM) | KITCHEN | CHEESE MELTER | COOKING - CHARCOAL | 300 | 12 | 439 | 14 | 1
Energy Conservation (NREC) | Modernization (EEM) | KITCHEN | CHEESE MELTER | COOKING - STEAM | 300 | 12 | 441 | 14 | 1
Energy Conservation (NREC) | Modernization (EEM) | KITCHEN | CHEESE MELTER | COOKING-ELECTRIC | 300 | 12 | 440 | 14 | 1
Energy Conservation (NREC) | Modernization (EEM) | KITCHEN | CHEESE MELTER | COOKING-GAS | 300 | 12 | 430 | 14 | 1
Energy Conservation (NREC) | Modernization (EEM) | KITCHEN | CHEESE MELTER | FOOD PREPARATION | 300 | 12 | 436 | 14 | 1
Energy Conservation (NREC) | Modernization (EEM) | KITCHEN | CHEESE MELTER | FOOD REFRIGERATION | 300 | 12 | 434 | 14 | 1
Energy Conservation (NREC) | Modernization (EEM) | KITCHEN | CHEESE MELTER | FRYING DONUTS | 300 | 12 | 435 | 14 | 1
Energy Conservation (NREC) | Modernization (EEM) | KITCHEN | CHEESE MELTER | RESEARCH OR TESTING | 300 | 12 | 431 | 14 | 1
Energy Conservation (NREC) | Modernization (EEM) | KITCHEN | CHEESE MELTER | SANITATION - STEAM | 300 | 12 | 443 | 14 | 1
Energy Conservation (NREC) | Modernization (EEM) | KITCHEN | CHEESE MELTER | SANITATION-CHEM | 300 | 12 | 433 | 14 | 1
Energy Conservation (NREC) | Modernization (EEM) | KITCHEN | CHEESE MELTER | SANITATION-ELECTRIC | 300 | 12 | 442 | 14 | 1
Energy Conservation (NREC) | Modernization (EEM) | KITCHEN | CHEESE MELTER | SANITATION-GAS | 300 | 12 | 432 | 14 | 1
Energy Conservation (NREC) | Modernization (EEM) | KITCHEN | Fryer - Infrared | COOKING - CHARCOAL | 1032 | 12 | 439 | 14 | 1
Energy Conservation (NREC) | Modernization (EEM) | KITCHEN | Fryer - Infrared | COOKING - STEAM | 1032 | 12 | 441 | 14 | 1
Energy Conservation (NREC) | Modernization (EEM) | KITCHEN | Fryer - Infrared | COOKING-ELECTRIC | 1032 | 12 | 440 | 14 | 1
Energy Conservation (NREC) | Modernization (EEM) | KITCHEN | Fryer - Infrared | COOKING-GAS | 1032 | 12 | 430 | 14 | 1
Energy Conservation (NREC) | Modernization (EEM) | KITCHEN | Fryer - Infrared | FOOD PREPARATION | 1032 | 12 | 436 | 14 | 1
Energy Conservation (NREC) | Modernization (EEM) | KITCHEN | Fryer - Infrared | FOOD REFRIGERATION | 1032 | 12 | 434 | 14 | 1
Energy Conservation (NREC) | Modernization (EEM) | KITCHEN | Fryer - Infrared | FRYING DONUTS | 1032 | 12 | 435 | 14 | 1
Energy Conservation (NREC) | Modernization (EEM) | KITCHEN | Fryer - Infrared | RESEARCH OR TESTING | 1032 | 12 | 431 | 14 | 1
Energy Conservation (NREC) | Modernization (EEM) | KITCHEN | Fryer - Infrared | SANITATION - STEAM | 1032 | 12 | 443 | 14 | 1
Energy Conservation (NREC) | Modernization (EEM) | KITCHEN | Fryer - Infrared | SANITATION-CHEM | 1032 | 12 | 433 | 14 | 1
Energy Conservation (NREC) | Modernization (EEM) | KITCHEN | Fryer - Infrared | SANITATION-ELECTRIC | 1032 | 12 | 442 | 14 | 1
Energy Conservation (NREC) | Modernization (EEM) | KITCHEN | Fryer - Infrared | SANITATION-GAS | 1032 | 12 | 432 | 14 | 1
Energy Conservation (NREC) | Modernization (EEM) | KITCHEN | Fryer - Power Burner | COOKING - CHARCOAL | 1036 | 12 | 439 | 14 | 1
Energy Conservation (NREC) | Modernization (EEM) | KITCHEN | Fryer - Power Burner | COOKING - STEAM | 1036 | 12 | 441 | 14 | 1
Energy Conservation (NREC) | Modernization (EEM) | KITCHEN | Fryer - Power Burner | COOKING-ELECTRIC | 1036 | 12 | 440 | 14 | 1
Energy Conservation (NREC) | Modernization (EEM) | KITCHEN | Fryer - Power Burner | COOKING-GAS | 1036 | 12 | 430 | 14 | 1
Energy Conservation (NREC) | Modernization (EEM) | KITCHEN | Fryer - Power Burner | FOOD PREPARATION | 1036 | 12 | 436 | 14 | 1
Energy Conservation (NREC) | Modernization (EEM) | KITCHEN | Fryer - Power Burner | FOOD REFRIGERATION | 1036 | 12 | 434 | 14 | 1
Energy Conservation (NREC) | Modernization (EEM) | KITCHEN | Fryer - Power Burner | FRYING DONUTS | 1036 | 12 | 435 | 14 | 1
Energy Conservation (NREC) | Modernization (EEM) | KITCHEN | Fryer - Power Burner | RESEARCH OR TESTING | 1036 | 12 | 431 | 14 | 1
Energy Conservation (NREC) | Modernization (EEM) | KITCHEN | Fryer - Power Burner | SANITATION - STEAM | 1036 | 12 | 443 | 14 | 1
Energy Conservation (NREC) | Modernization (EEM) | KITCHEN | Fryer - Power Burner | SANITATION-CHEM | 1036 | 12 | 433 | 14 | 1
Energy Conservation (NREC) | Modernization (EEM) | KITCHEN | Fryer - Power Burner | SANITATION-ELECTRIC | 1036 | 12 | 442 | 14 | 1
Energy Conservation (NREC) | Modernization (EEM) | KITCHEN | Fryer - Power Burner | SANITATION-GAS | 1036 | 12 | 432 | 14 | 1
Energy Conservation (NREC) | Modernization (EEM) | KITCHEN | Griddle- Clamshell | COOKING - CHARCOAL | 1020 | 12 | 439 | 14 | 1
Energy Conservation (NREC) | Modernization (EEM) | KITCHEN | Griddle- Clamshell | COOKING - STEAM | 1020 | 12 | 441 | 14 | 1
Energy Conservation (NREC) | Modernization (EEM) | KITCHEN | Griddle- Clamshell | COOKING-ELECTRIC | 1020 | 12 | 440 | 14 | 1
Energy Conservation (NREC) | Modernization (EEM) | KITCHEN | Griddle- Clamshell | COOKING-GAS | 1020 | 12 | 430 | 14 | 1
Energy Conservation (NREC) | Modernization (EEM) | KITCHEN | Griddle- Clamshell | FOOD PREPARATION | 1020 | 12 | 436 | 14 | 1
Energy Conservation (NREC) | Modernization (EEM) | KITCHEN | Griddle- Clamshell | FOOD REFRIGERATION | 1020 | 12 | 434 | 14 | 1
Energy Conservation (NREC) | Modernization (EEM) | KITCHEN | Griddle- Clamshell | FRYING DONUTS | 1020 | 12 | 435 | 14 | 1
Energy Conservation (NREC) | Modernization (EEM) | KITCHEN | Griddle- Clamshell | RESEARCH OR TESTING | 1020 | 12 | 431 | 14 | 1
Energy Conservation (NREC) | Modernization (EEM) | KITCHEN | Griddle- Clamshell | SANITATION - STEAM | 1020 | 12 | 443 | 14 | 1
Energy Conservation (NREC) | Modernization (EEM) | KITCHEN | Griddle- Clamshell | SANITATION-CHEM | 1020 | 12 | 433 | 14 | 1
Energy Conservation (NREC) | Modernization (EEM) | KITCHEN | Griddle- Clamshell | SANITATION-ELECTRIC | 1020 | 12 | 442 | 14 | 1
Energy Conservation (NREC) | Modernization (EEM) | KITCHEN | Griddle- Clamshell | SANITATION-GAS | 1020 | 12 | 432 | 14 | 1
Energy Conservation (NREC) | Modernization (EEM) | KITCHEN | GRIDDLE- CONVENTIONAL | COOKING - CHARCOAL | 329 | 12 | 439 | 14 | 1
Energy Conservation (NREC) | Modernization (EEM) | KITCHEN | GRIDDLE- CONVENTIONAL | COOKING - STEAM | 329 | 12 | 441 | 14 | 1
Energy Conservation (NREC) | Modernization (EEM) | KITCHEN | GRIDDLE- CONVENTIONAL | COOKING-ELECTRIC | 329 | 12 | 440 | 14 | 1
Energy Conservation (NREC) | Modernization (EEM) | KITCHEN | GRIDDLE- CONVENTIONAL | COOKING-GAS | 329 | 12 | 430 | 14 | 1
Energy Conservation (NREC) | Modernization (EEM) | KITCHEN | GRIDDLE- CONVENTIONAL | FOOD PREPARATION | 329 | 12 | 436 | 14 | 1
Energy Conservation (NREC) | Modernization (EEM) | KITCHEN | GRIDDLE- CONVENTIONAL | FOOD REFRIGERATION | 329 | 12 | 434 | 14 | 1
Energy Conservation (NREC) | Modernization (EEM) | KITCHEN | GRIDDLE- CONVENTIONAL | FRYING DONUTS | 329 | 12 | 435 | 14 | 1
Energy Conservation (NREC) | Modernization (EEM) | KITCHEN | GRIDDLE- CONVENTIONAL | RESEARCH OR TESTING | 329 | 12 | 431 | 14 | 1
Energy Conservation (NREC) | Modernization (EEM) | KITCHEN | GRIDDLE- CONVENTIONAL | SANITATION - STEAM | 329 | 12 | 443 | 14 | 1
Energy Conservation (NREC) | Modernization (EEM) | KITCHEN | GRIDDLE- CONVENTIONAL | SANITATION-CHEM | 329 | 12 | 433 | 14 | 1
Energy Conservation (NREC) | Modernization (EEM) | KITCHEN | GRIDDLE- CONVENTIONAL | SANITATION-ELECTRIC | 329 | 12 | 442 | 14 | 1
Energy Conservation (NREC) | Modernization (EEM) | KITCHEN | GRIDDLE- CONVENTIONAL | SANITATION-GAS | 329 | 12 | 432 | 14 | 1
Energy Conservation (NREC) | Modernization (EEM) | KITCHEN | GRIDDLE- GROOVED | COOKING - CHARCOAL | 330 | 12 | 439 | 14 | 1
Energy Conservation (NREC) | Modernization (EEM) | KITCHEN | GRIDDLE- GROOVED | COOKING - STEAM | 330 | 12 | 441 | 14 | 1
Energy Conservation (NREC) | Modernization (EEM) | KITCHEN | GRIDDLE- GROOVED | COOKING-ELECTRIC | 330 | 12 | 440 | 14 | 1
Energy Conservation (NREC) | Modernization (EEM) | KITCHEN | GRIDDLE- GROOVED | COOKING-GAS | 330 | 12 | 430 | 14 | 1
Energy Conservation (NREC) | Modernization (EEM) | KITCHEN | GRIDDLE- GROOVED | FOOD PREPARATION | 330 | 12 | 436 | 14 | 1
Energy Conservation (NREC) | Modernization (EEM) | KITCHEN | GRIDDLE- GROOVED | FOOD REFRIGERATION | 330 | 12 | 434 | 14 | 1
Energy Conservation (NREC) | Modernization (EEM) | KITCHEN | GRIDDLE- GROOVED | FRYING DONUTS | 330 | 12 | 435 | 14 | 1
Energy Conservation (NREC) | Modernization (EEM) | MISCELLANEOUS | BUNSEN BURNERS | BLANKETING | 370 | 13 | 508 | 14 | 1
Energy Conservation (NREC) | Modernization (EEM) | MISCELLANEOUS | BUNSEN BURNERS | CORE DRYING | 370 | 13 | 511 | 14 | 1
Energy Conservation (NREC) | Modernization (EEM) | MISCELLANEOUS | BUNSEN BURNERS | DRY CLEANING | 370 | 13 | 514 | 14 | 1
Energy Conservation (NREC) | Modernization (EEM) | MISCELLANEOUS | BUNSEN BURNERS | DRYING | 370 | 13 | 270 | 14 | 1
Energy Conservation (NREC) | Modernization (EEM) | MISCELLANEOUS | BUNSEN BURNERS | ELECTRIC OPERATED | 370 | 13 | 510 | 14 | 1
Energy Conservation (NREC) | Modernization (EEM) | MISCELLANEOUS | BUNSEN BURNERS | FLASHER EXPAN. JOINT | 370 | 13 | 505 | 14 | 1
Energy Conservation (NREC) | Modernization (EEM) | MISCELLANEOUS | BUNSEN BURNERS | FORMING WAX CARTONS | 370 | 13 | 515 | 14 | 1
Energy Conservation (NREC) | Modernization (EEM) | MISCELLANEOUS | BUNSEN BURNERS | HEATING CANDY | 370 | 13 | 512 | 14 | 1
Energy Conservation (NREC) | Modernization (EEM) | MISCELLANEOUS | BUNSEN BURNERS | HUMIDIFY COTTON | 370 | 13 | 516 | 14 | 1
Energy Conservation (NREC) | Modernization (EEM) | MISCELLANEOUS | BUNSEN BURNERS | INSTRUMENTS | 370 | 13 | 504 | 14 | 1
Energy Conservation (NREC) | Modernization (EEM) | MISCELLANEOUS | BUNSEN BURNERS | IRONING LAUNDRY | 370 | 13 | 513 | 14 | 1
Energy Conservation (NREC) | Modernization (EEM) | MISCELLANEOUS | BUNSEN BURNERS | LAB TESTING | 370 | 13 | 501 | 14 | 1
Energy Conservation (NREC) | Modernization (EEM) | MISCELLANEOUS | BUNSEN BURNERS | LAMINATING | 370 | 13 | 274 | 14 | 1
Energy Conservation (NREC) | Modernization (EEM) | MISCELLANEOUS | BUNSEN BURNERS | OXIDATION COLUMN | 370 | 13 | 507 | 14 | 1
Energy Conservation (NREC) | Modernization (EEM) | MISCELLANEOUS | BUNSEN BURNERS | PRESSURE CONTROL | 370 | 13 | 506 | 14 | 1
Energy Conservation (NREC) | Modernization (EEM) | MISCELLANEOUS | BUNSEN BURNERS | PROCESS HEAT | 370 | 13 | 261 | 14 | 1
Energy Conservation (NREC) | Modernization (EEM) | MISCELLANEOUS | BUNSEN BURNERS | RECOV.OF VOLAT. VAPR | 370 | 13 | 502 | 14 | 1
Energy Conservation (NREC) | Modernization (EEM) | MISCELLANEOUS | BUNSEN BURNERS | RESEARCH OR TESTING | 370 | 13 | 431 | 14 | 1
Energy Conservation (NREC) | Modernization (EEM) | MISCELLANEOUS | BUNSEN BURNERS | SEALING | 370 | 13 | 758 | 14 | 1
Energy Conservation (NREC) | Modernization (EEM) | MISCELLANEOUS | BUNSEN BURNERS | SOLDERING | 370 | 13 | 503 | 14 | 1
Energy Conservation (NREC) | Modernization (EEM) | MISCELLANEOUS | CARTON ASSEMBLER | BLANKETING | 385 | 13 | 508 | 14 | 1
Energy Conservation (NREC) | Modernization (EEM) | MISCELLANEOUS | CARTON ASSEMBLER | CORE DRYING | 385 | 13 | 511 | 14 | 1
Energy Conservation (NREC) | Modernization (EEM) | MISCELLANEOUS | CARTON ASSEMBLER | DRY CLEANING | 385 | 13 | 514 | 14 | 1
Energy Conservation (NREC) | Modernization (EEM) | MISCELLANEOUS | CARTON ASSEMBLER | DRYING | 385 | 13 | 270 | 14 | 1
Energy Conservation (NREC) | Modernization (EEM) | MISCELLANEOUS | CARTON ASSEMBLER | ELECTRIC OPERATED | 385 | 13 | 510 | 14 | 1
Energy Conservation (NREC) | Modernization (EEM) | MISCELLANEOUS | CARTON ASSEMBLER | FLASHER EXPAN. JOINT | 385 | 13 | 505 | 14 | 1
Energy Conservation (NREC) | Modernization (EEM) | MISCELLANEOUS | CARTON ASSEMBLER | FORMING WAX CARTONS | 385 | 13 | 515 | 14 | 1
Energy Conservation (NREC) | Modernization (EEM) | MISCELLANEOUS | CARTON ASSEMBLER | HEATING CANDY | 385 | 13 | 512 | 14 | 1
Energy Conservation (NREC) | Modernization (EEM) | MISCELLANEOUS | CARTON ASSEMBLER | HUMIDIFY COTTON | 385 | 13 | 516 | 14 | 1
Energy Conservation (NREC) | Modernization (EEM) | MISCELLANEOUS | CARTON ASSEMBLER | INSTRUMENTS | 385 | 13 | 504 | 14 | 1
Energy Conservation (NREC) | Modernization (EEM) | MISCELLANEOUS | CARTON ASSEMBLER | IRONING LAUNDRY | 385 | 13 | 513 | 14 | 1
Energy Conservation (NREC) | Modernization (EEM) | MISCELLANEOUS | CARTON ASSEMBLER | LAB TESTING | 385 | 13 | 501 | 14 | 1
Energy Conservation (NREC) | Modernization (EEM) | MISCELLANEOUS | CARTON ASSEMBLER | LAMINATING | 385 | 13 | 274 | 14 | 1
Energy Conservation (NREC) | Modernization (EEM) | MISCELLANEOUS | CARTON ASSEMBLER | OXIDATION COLUMN | 385 | 13 | 507 | 14 | 1
Energy Conservation (NREC) | Modernization (EEM) | MISCELLANEOUS | CARTON ASSEMBLER | PRESSURE CONTROL | 385 | 13 | 506 | 14 | 1
Energy Conservation (NREC) | Modernization (EEM) | MISCELLANEOUS | CARTON ASSEMBLER | PROCESS HEAT | 385 | 13 | 261 | 14 | 1
Energy Conservation (NREC) | Modernization (EEM) | MISCELLANEOUS | CARTON ASSEMBLER | RECOV.OF VOLAT. VAPR | 385 | 13 | 502 | 14 | 1
Energy Conservation (NREC) | Modernization (EEM) | MISCELLANEOUS | CARTON ASSEMBLER | RESEARCH OR TESTING | 385 | 13 | 431 | 14 | 1
Energy Conservation (NREC) | Modernization (EEM) | MISCELLANEOUS | CARTON ASSEMBLER | SEALING | 385 | 13 | 758 | 14 | 1
Energy Conservation (NREC) | Modernization (EEM) | MISCELLANEOUS | CARTON ASSEMBLER | SOLDERING | 385 | 13 | 503 | 14 | 1
Energy Conservation (NREC) | Modernization (EEM) | MISCELLANEOUS | DRY CLEANING MACHINE | BLANKETING | 380 | 13 | 508 | 14 | 1
Energy Conservation (NREC) | Modernization (EEM) | MISCELLANEOUS | DRY CLEANING MACHINE | CORE DRYING | 380 | 13 | 511 | 14 | 1
Energy Conservation (NREC) | Modernization (EEM) | MISCELLANEOUS | DRY CLEANING MACHINE | DRY CLEANING | 380 | 13 | 514 | 14 | 1
Energy Conservation (NREC) | Modernization (EEM) | MISCELLANEOUS | DRY CLEANING MACHINE | DRYING | 380 | 13 | 270 | 14 | 1
Energy Conservation (NREC) | Modernization (EEM) | MISCELLANEOUS | DRY CLEANING MACHINE | ELECTRIC OPERATED | 380 | 13 | 510 | 14 | 1
Energy Conservation (NREC) | Modernization (EEM) | MISCELLANEOUS | DRY CLEANING MACHINE | FLASHER EXPAN. JOINT | 380 | 13 | 505 | 14 | 1
Energy Conservation (NREC) | Modernization (EEM) | MISCELLANEOUS | DRY CLEANING MACHINE | FORMING WAX CARTONS | 380 | 13 | 515 | 14 | 1
Energy Conservation (NREC) | Modernization (EEM) | MISCELLANEOUS | DRY CLEANING MACHINE | HEATING CANDY | 380 | 13 | 512 | 14 | 1
Energy Conservation (NREC) | Modernization (EEM) | MISCELLANEOUS | DRY CLEANING MACHINE | HUMIDIFY COTTON | 380 | 13 | 516 | 14 | 1
Energy Conservation (NREC) | Modernization (EEM) | MISCELLANEOUS | DRY CLEANING MACHINE | INSTRUMENTS | 380 | 13 | 504 | 14 | 1
Energy Conservation (NREC) | Modernization (EEM) | MISCELLANEOUS | DRY CLEANING MACHINE | IRONING LAUNDRY | 380 | 13 | 513 | 14 | 1
Energy Conservation (NREC) | Modernization (EEM) | MISCELLANEOUS | DRY CLEANING MACHINE | LAB TESTING | 380 | 13 | 501 | 14 | 1
Energy Conservation (NREC) | Modernization (EEM) | MISCELLANEOUS | DRY CLEANING MACHINE | LAMINATING | 380 | 13 | 274 | 14 | 1
Energy Conservation (NREC) | Modernization (EEM) | MISCELLANEOUS | DRY CLEANING MACHINE | OXIDATION COLUMN | 380 | 13 | 507 | 14 | 1
Energy Conservation (NREC) | Modernization (EEM) | MISCELLANEOUS | DRY CLEANING MACHINE | PRESSURE CONTROL | 380 | 13 | 506 | 14 | 1
Energy Conservation (NREC) | Modernization (EEM) | MISCELLANEOUS | DRY CLEANING MACHINE | PROCESS HEAT | 380 | 13 | 261 | 14 | 1
Energy Conservation (NREC) | Modernization (EEM) | MISCELLANEOUS | DRY CLEANING MACHINE | RECOV.OF VOLAT. VAPR | 380 | 13 | 502 | 14 | 1
Energy Conservation (NREC) | Modernization (EEM) | MISCELLANEOUS | DRY CLEANING MACHINE | RESEARCH OR TESTING | 380 | 13 | 431 | 14 | 1
Energy Conservation (NREC) | Modernization (EEM) | MISCELLANEOUS | DRY CLEANING MACHINE | SEALING | 380 | 13 | 758 | 14 | 1
Energy Conservation (NREC) | Modernization (EEM) | MISCELLANEOUS | DRY CLEANING MACHINE | SOLDERING | 380 | 13 | 503 | 14 | 1
Energy Conservation (NREC) | Modernization (EEM) | MISCELLANEOUS | EVAPORATORS | BLANKETING | 383 | 13 | 508 | 14 | 1
Energy Conservation (NREC) | Modernization (EEM) | MISCELLANEOUS | EVAPORATORS | CORE DRYING | 383 | 13 | 511 | 14 | 1
Energy Conservation (NREC) | Modernization (EEM) | MISCELLANEOUS | EVAPORATORS | DRY CLEANING | 383 | 13 | 514 | 14 | 1
Energy Conservation (NREC) | Modernization (EEM) | MISCELLANEOUS | EVAPORATORS | DRYING | 383 | 13 | 270 | 14 | 1
Energy Conservation (NREC) | Modernization (EEM) | MISCELLANEOUS | EVAPORATORS | ELECTRIC OPERATED | 383 | 13 | 510 | 14 | 1
Energy Conservation (NREC) | Modernization (EEM) | MISCELLANEOUS | EVAPORATORS | FLASHER EXPAN. JOINT | 383 | 13 | 505 | 14 | 1
Energy Conservation (NREC) | Modernization (EEM) | MISCELLANEOUS | EVAPORATORS | FORMING WAX CARTONS | 383 | 13 | 515 | 14 | 1
Energy Conservation (NREC) | Modernization (EEM) | MISCELLANEOUS | EVAPORATORS | HEATING CANDY | 383 | 13 | 512 | 14 | 1
Energy Conservation (NREC) | Modernization (EEM) | MISCELLANEOUS | EVAPORATORS | HUMIDIFY COTTON | 383 | 13 | 516 | 14 | 1
Energy Conservation (NREC) | Modernization (EEM) | MISCELLANEOUS | EVAPORATORS | INSTRUMENTS | 383 | 13 | 504 | 14 | 1
Energy Conservation (NREC) | Modernization (EEM) | MISCELLANEOUS | EVAPORATORS | IRONING LAUNDRY | 383 | 13 | 513 | 14 | 1
Energy Conservation (NREC) | Modernization (EEM) | MISCELLANEOUS | EVAPORATORS | LAB TESTING | 383 | 13 | 501 | 14 | 1
Energy Conservation (NREC) | Modernization (EEM) | MISCELLANEOUS | EVAPORATORS | LAMINATING | 383 | 13 | 274 | 14 | 1
Energy Conservation (NREC) | Modernization (EEM) | MISCELLANEOUS | EVAPORATORS | OXIDATION COLUMN | 383 | 13 | 507 | 14 | 1
Energy Conservation (NREC) | Modernization (EEM) | MISCELLANEOUS | EVAPORATORS | PRESSURE CONTROL | 383 | 13 | 506 | 14 | 1
Energy Conservation (NREC) | Modernization (EEM) | MISCELLANEOUS | EVAPORATORS | PROCESS HEAT | 383 | 13 | 261 | 14 | 1
Energy Conservation (NREC) | Modernization (EEM) | MISCELLANEOUS | EVAPORATORS | RECOV.OF VOLAT. VAPR | 383 | 13 | 502 | 14 | 1
Energy Conservation (NREC) | Modernization (EEM) | MISCELLANEOUS | EVAPORATORS | RESEARCH OR TESTING | 383 | 13 | 431 | 14 | 1
Energy Conservation (NREC) | Modernization (EEM) | MISCELLANEOUS | EVAPORATORS | SEALING | 383 | 13 | 758 | 14 | 1
Energy Conservation (NREC) | Modernization (EEM) | MISCELLANEOUS | EVAPORATORS | SOLDERING | 383 | 13 | 503 | 14 | 1
Energy Conservation (NREC) | Modernization (EEM) | MISCELLANEOUS | FLAT WORK IRONER | BLANKETING | 381 | 13 | 508 | 14 | 1
Energy Conservation (NREC) | Modernization (EEM) | MISCELLANEOUS | FLAT WORK IRONER | CORE DRYING | 381 | 13 | 511 | 14 | 1
Energy Conservation (NREC) | Modernization (EEM) | MISCELLANEOUS | FLAT WORK IRONER | DRY CLEANING | 381 | 13 | 514 | 14 | 1
Energy Conservation (NREC) | Modernization (EEM) | MISCELLANEOUS | FLAT WORK IRONER | DRYING | 381 | 13 | 270 | 14 | 1
Energy Conservation (NREC) | Modernization (EEM) | MISCELLANEOUS | FLAT WORK IRONER | ELECTRIC OPERATED | 381 | 13 | 510 | 14 | 1
Energy Conservation (NREC) | Modernization (EEM) | MISCELLANEOUS | FLAT WORK IRONER | FLASHER EXPAN. JOINT | 381 | 13 | 505 | 14 | 1
Energy Conservation (NREC) | Modernization (EEM) | MISCELLANEOUS | FLAT WORK IRONER | FORMING WAX CARTONS | 381 | 13 | 515 | 14 | 1
Energy Conservation (NREC) | Modernization (EEM) | MISCELLANEOUS | FLAT WORK IRONER | HEATING CANDY | 381 | 13 | 512 | 14 | 1
Energy Conservation (NREC) | Modernization (EEM) | MISCELLANEOUS | FLAT WORK IRONER | HUMIDIFY COTTON | 381 | 13 | 516 | 14 | 1
Energy Conservation (NREC) | Modernization (EEM) | MISCELLANEOUS | FLAT WORK IRONER | INSTRUMENTS | 381 | 13 | 504 | 14 | 1
Energy Conservation (NREC) | Modernization (EEM) | MISCELLANEOUS | FLAT WORK IRONER | IRONING LAUNDRY | 381 | 13 | 513 | 14 | 1
Energy Conservation (NREC) | Modernization (EEM) | MISCELLANEOUS | FLAT WORK IRONER | LAB TESTING | 381 | 13 | 501 | 14 | 1
Energy Conservation (NREC) | Modernization (EEM) | MISCELLANEOUS | FLAT WORK IRONER | LAMINATING | 381 | 13 | 274 | 14 | 1
Energy Conservation (NREC) | Modernization (EEM) | MISCELLANEOUS | FLAT WORK IRONER | OXIDATION COLUMN | 381 | 13 | 507 | 14 | 1
Energy Conservation (NREC) | Modernization (EEM) | MISCELLANEOUS | FLAT WORK IRONER | PRESSURE CONTROL | 381 | 13 | 506 | 14 | 1
Energy Conservation (NREC) | Modernization (EEM) | MISCELLANEOUS | FLAT WORK IRONER | PROCESS HEAT | 381 | 13 | 261 | 14 | 1
Energy Conservation (NREC) | Modernization (EEM) | MISCELLANEOUS | FLAT WORK IRONER | RECOV.OF VOLAT. VAPR | 381 | 13 | 502 | 14 | 1
Energy Conservation (NREC) | Modernization (EEM) | MISCELLANEOUS | FLAT WORK IRONER | RESEARCH OR TESTING | 381 | 13 | 431 | 14 | 1
Energy Conservation (NREC) | Modernization (EEM) | MISCELLANEOUS | FLAT WORK IRONER | SEALING | 381 | 13 | 758 | 14 | 1
Energy Conservation (NREC) | Modernization (EEM) | MISCELLANEOUS | FLAT WORK IRONER | SOLDERING | 381 | 13 | 503 | 14 | 1
Energy Conservation (NREC) | Modernization (EEM) | MISCELLANEOUS | FUEL GAS | BLANKETING | 375 | 13 | 508 | 14 | 1
Energy Conservation (NREC) | Modernization (EEM) | MISCELLANEOUS | FUEL GAS | CORE DRYING | 375 | 13 | 511 | 14 | 1
Energy Conservation (NREC) | Modernization (EEM) | MISCELLANEOUS | FUEL GAS | DRY CLEANING | 375 | 13 | 514 | 14 | 1
Energy Conservation (NREC) | Modernization (EEM) | MISCELLANEOUS | FUEL GAS | DRYING | 375 | 13 | 270 | 14 | 1
Energy Conservation (NREC) | Modernization (EEM) | MISCELLANEOUS | FUEL GAS | ELECTRIC OPERATED | 375 | 13 | 510 | 14 | 1
Energy Conservation (NREC) | Modernization (EEM) | MISCELLANEOUS | FUEL GAS | FLASHER EXPAN. JOINT | 375 | 13 | 505 | 14 | 1
Energy Conservation (NREC) | Modernization (EEM) | MISCELLANEOUS | FUEL GAS | FORMING WAX CARTONS | 375 | 13 | 515 | 14 | 1
Energy Conservation (NREC) | Modernization (EEM) | MISCELLANEOUS | FUEL GAS | HEATING CANDY | 375 | 13 | 512 | 14 | 1
Energy Conservation (NREC) | Modernization (EEM) | MISCELLANEOUS | FUEL GAS | HUMIDIFY COTTON | 375 | 13 | 516 | 14 | 1
Energy Conservation (NREC) | Modernization (EEM) | MISCELLANEOUS | FUEL GAS | INSTRUMENTS | 375 | 13 | 504 | 14 | 1
Energy Conservation (NREC) | Modernization (EEM) | MISCELLANEOUS | FUEL GAS | IRONING LAUNDRY | 375 | 13 | 513 | 14 | 1
Energy Conservation (NREC) | Modernization (EEM) | MISCELLANEOUS | FUEL GAS | LAB TESTING | 375 | 13 | 501 | 14 | 1
Energy Conservation (NREC) | Modernization (EEM) | MISCELLANEOUS | FUEL GAS | LAMINATING | 375 | 13 | 274 | 14 | 1
Energy Conservation (NREC) | Modernization (EEM) | MISCELLANEOUS | FUEL GAS | OXIDATION COLUMN | 375 | 13 | 507 | 14 | 1
Energy Conservation (NREC) | Modernization (EEM) | MISCELLANEOUS | FUEL GAS | PRESSURE CONTROL | 375 | 13 | 506 | 14 | 1
Energy Conservation (NREC) | Modernization (EEM) | MISCELLANEOUS | FUEL GAS | PROCESS HEAT | 375 | 13 | 261 | 14 | 1
Energy Conservation (NREC) | Modernization (EEM) | MISCELLANEOUS | FUEL GAS | RECOV.OF VOLAT. VAPR | 375 | 13 | 502 | 14 | 1
Energy Conservation (NREC) | Modernization (EEM) | MISCELLANEOUS | FUEL GAS | RESEARCH OR TESTING | 375 | 13 | 431 | 14 | 1
Energy Conservation (NREC) | Modernization (EEM) | MISCELLANEOUS | FUEL GAS | SEALING | 375 | 13 | 758 | 14 | 1
Energy Conservation (NREC) | Modernization (EEM) | MISCELLANEOUS | FUEL GAS | SOLDERING | 375 | 13 | 503 | 14 | 1
Energy Conservation (NREC) | Modernization (EEM) | MISCELLANEOUS | HEATED ROLLER | BLANKETING | 379 | 13 | 508 | 14 | 1
Energy Conservation (NREC) | Modernization (EEM) | MISCELLANEOUS | HEATED ROLLER | CORE DRYING | 379 | 13 | 511 | 14 | 1
Energy Conservation (NREC) | Modernization (EEM) | MISCELLANEOUS | HEATED ROLLER | DRY CLEANING | 379 | 13 | 514 | 14 | 1
Energy Conservation (NREC) | Modernization (EEM) | MISCELLANEOUS | HEATED ROLLER | DRYING | 379 | 13 | 270 | 14 | 1
Energy Conservation (NREC) | Modernization (EEM) | MISCELLANEOUS | HEATED ROLLER | ELECTRIC OPERATED | 379 | 13 | 510 | 14 | 1
Energy Conservation (NREC) | Modernization (EEM) | MISCELLANEOUS | HEATED ROLLER | FLASHER EXPAN. JOINT | 379 | 13 | 505 | 14 | 1
Energy Conservation (NREC) | Modernization (EEM) | MISCELLANEOUS | HEATED ROLLER | FORMING WAX CARTONS | 379 | 13 | 515 | 14 | 1
Energy Conservation (NREC) | Modernization (EEM) | MISCELLANEOUS | HEATED ROLLER | HEATING CANDY | 379 | 13 | 512 | 14 | 1
Energy Conservation (NREC) | Modernization (EEM) | MISCELLANEOUS | HEATED ROLLER | HUMIDIFY COTTON | 379 | 13 | 516 | 14 | 1
Energy Conservation (NREC) | Modernization (EEM) | MISCELLANEOUS | HEATED ROLLER | INSTRUMENTS | 379 | 13 | 504 | 14 | 1
Energy Conservation (NREC) | Modernization (EEM) | MISCELLANEOUS | HEATED ROLLER | IRONING LAUNDRY | 379 | 13 | 513 | 14 | 1
Energy Conservation (NREC) | Modernization (EEM) | MISCELLANEOUS | HEATED ROLLER | LAB TESTING | 379 | 13 | 501 | 14 | 1
Energy Conservation (NREC) | Modernization (EEM) | MISCELLANEOUS | HEATED ROLLER | LAMINATING | 379 | 13 | 274 | 14 | 1
Energy Conservation (NREC) | Modernization (EEM) | MISCELLANEOUS | HEATED ROLLER | OXIDATION COLUMN | 379 | 13 | 507 | 14 | 1
Energy Conservation (NREC) | Modernization (EEM) | MISCELLANEOUS | HEATED ROLLER | PRESSURE CONTROL | 379 | 13 | 506 | 14 | 1
Energy Conservation (NREC) | Modernization (EEM) | MISCELLANEOUS | HEATED ROLLER | PROCESS HEAT | 379 | 13 | 261 | 14 | 1
Energy Conservation (NREC) | Modernization (EEM) | MISCELLANEOUS | HEATED ROLLER | RECOV.OF VOLAT. VAPR | 379 | 13 | 502 | 14 | 1
Energy Conservation (NREC) | Modernization (EEM) | MISCELLANEOUS | HEATED ROLLER | RESEARCH OR TESTING | 379 | 13 | 431 | 14 | 1
Energy Conservation (NREC) | Modernization (EEM) | MISCELLANEOUS | HEATED ROLLER | SEALING | 379 | 13 | 758 | 14 | 1
Energy Conservation (NREC) | Modernization (EEM) | MISCELLANEOUS | HEATED ROLLER | SOLDERING | 379 | 13 | 503 | 14 | 1
Energy Conservation (NREC) | Modernization (EEM) | MISCELLANEOUS | HOT FOOD TABLE | BLANKETING | 369 | 13 | 508 | 14 | 1
Energy Conservation (NREC) | Modernization (EEM) | MISCELLANEOUS | HOT FOOD TABLE | CORE DRYING | 369 | 13 | 511 | 14 | 1
Energy Conservation (NREC) | Modernization (EEM) | MISCELLANEOUS | HOT FOOD TABLE | DRY CLEANING | 369 | 13 | 514 | 14 | 1
Energy Conservation (NREC) | Modernization (EEM) | MISCELLANEOUS | HOT FOOD TABLE | DRYING | 369 | 13 | 270 | 14 | 1
Energy Conservation (NREC) | Modernization (EEM) | MISCELLANEOUS | HOT FOOD TABLE | ELECTRIC OPERATED | 369 | 13 | 510 | 14 | 1
Energy Conservation (NREC) | Modernization (EEM) | MISCELLANEOUS | HOT FOOD TABLE | FLASHER EXPAN. JOINT | 369 | 13 | 505 | 14 | 1
Energy Conservation (NREC) | Modernization (EEM) | MISCELLANEOUS | HOT FOOD TABLE | FORMING WAX CARTONS | 369 | 13 | 515 | 14 | 1
Energy Conservation (NREC) | Modernization (EEM) | MISCELLANEOUS | HOT FOOD TABLE | HEATING CANDY | 369 | 13 | 512 | 14 | 1
Energy Conservation (NREC) | Modernization (EEM) | MISCELLANEOUS | HOT FOOD TABLE | HUMIDIFY COTTON | 369 | 13 | 516 | 14 | 1
Energy Conservation (NREC) | Modernization (EEM) | MISCELLANEOUS | HOT FOOD TABLE | INSTRUMENTS | 369 | 13 | 504 | 14 | 1
Energy Conservation (NREC) | Modernization (EEM) | MISCELLANEOUS | HOT FOOD TABLE | IRONING LAUNDRY | 369 | 13 | 513 | 14 | 1
Energy Conservation (NREC) | Modernization (EEM) | MISCELLANEOUS | HOT FOOD TABLE | LAB TESTING | 369 | 13 | 501 | 14 | 1
Energy Conservation (NREC) | Modernization (EEM) | MISCELLANEOUS | HOT FOOD TABLE | LAMINATING | 369 | 13 | 274 | 14 | 1
Energy Conservation (NREC) | Modernization (EEM) | MISCELLANEOUS | HOT FOOD TABLE | OXIDATION COLUMN | 369 | 13 | 507 | 14 | 1
Energy Conservation (NREC) | Modernization (EEM) | MISCELLANEOUS | HOT FOOD TABLE | PRESSURE CONTROL | 369 | 13 | 506 | 14 | 1
Energy Conservation (NREC) | Modernization (EEM) | MISCELLANEOUS | HOT FOOD TABLE | PROCESS HEAT | 369 | 13 | 261 | 14 | 1
Energy Conservation (NREC) | Modernization (EEM) | MISCELLANEOUS | HOT FOOD TABLE | RECOV.OF VOLAT. VAPR | 369 | 13 | 502 | 14 | 1
Energy Conservation (NREC) | Modernization (EEM) | MISCELLANEOUS | HOT FOOD TABLE | RESEARCH OR TESTING | 369 | 13 | 431 | 14 | 1
Energy Conservation (NREC) | Modernization (EEM) | MISCELLANEOUS | HOT FOOD TABLE | SEALING | 369 | 13 | 758 | 14 | 1
Energy Conservation (NREC) | Modernization (EEM) | MISCELLANEOUS | HOT FOOD TABLE | SOLDERING | 369 | 13 | 503 | 14 | 1
Energy Conservation (NREC) | Modernization (EEM) | MISCELLANEOUS | HOT PLATE | BLANKETING | 371 | 13 | 508 | 14 | 1
Energy Conservation (NREC) | Modernization (EEM) | MISCELLANEOUS | HOT PLATE | CORE DRYING | 371 | 13 | 511 | 14 | 1
Energy Conservation (NREC) | Modernization (EEM) | MISCELLANEOUS | HOT PLATE | DRY CLEANING | 371 | 13 | 514 | 14 | 1
Energy Conservation (NREC) | Modernization (EEM) | MISCELLANEOUS | HOT PLATE | DRYING | 371 | 13 | 270 | 14 | 1
Energy Conservation (NREC) | Modernization (EEM) | MISCELLANEOUS | HOT PLATE | ELECTRIC OPERATED | 371 | 13 | 510 | 14 | 1
Energy Conservation (NREC) | Modernization (EEM) | MISCELLANEOUS | HOT PLATE | FLASHER EXPAN. JOINT | 371 | 13 | 505 | 14 | 1
Energy Conservation (NREC) | Modernization (EEM) | MISCELLANEOUS | HOT PLATE | FORMING WAX CARTONS | 371 | 13 | 515 | 14 | 1
Energy Conservation (NREC) | Modernization (EEM) | MISCELLANEOUS | HOT PLATE | HEATING CANDY | 371 | 13 | 512 | 14 | 1
Energy Conservation (NREC) | Modernization (EEM) | MISCELLANEOUS | HOT PLATE | HUMIDIFY COTTON | 371 | 13 | 516 | 14 | 1
Energy Conservation (NREC) | Modernization (EEM) | MISCELLANEOUS | HOT PLATE | INSTRUMENTS | 371 | 13 | 504 | 14 | 1
Energy Conservation (NREC) | Modernization (EEM) | MISCELLANEOUS | HOT PLATE | IRONING LAUNDRY | 371 | 13 | 513 | 14 | 1
Energy Conservation (NREC) | Modernization (EEM) | MISCELLANEOUS | HOT PLATE | LAB TESTING | 371 | 13 | 501 | 14 | 1
Energy Conservation (NREC) | Modernization (EEM) | MISCELLANEOUS | HOT PLATE | LAMINATING | 371 | 13 | 274 | 14 | 1
Energy Conservation (NREC) | Modernization (EEM) | MISCELLANEOUS | HOT PLATE | OXIDATION COLUMN | 371 | 13 | 507 | 14 | 1
Energy Conservation (NREC) | Modernization (EEM) | MISCELLANEOUS | HOT PLATE | PRESSURE CONTROL | 371 | 13 | 506 | 14 | 1
Energy Conservation (NREC) | Modernization (EEM) | MISCELLANEOUS | HOT PLATE | PROCESS HEAT | 371 | 13 | 261 | 14 | 1
Energy Conservation (NREC) | Modernization (EEM) | MISCELLANEOUS | HOT PLATE | RECOV.OF VOLAT. VAPR | 371 | 13 | 502 | 14 | 1
Energy Conservation (NREC) | Modernization (EEM) | MISCELLANEOUS | HOT PLATE | RESEARCH OR TESTING | 371 | 13 | 431 | 14 | 1
Energy Conservation (NREC) | Modernization (EEM) | MISCELLANEOUS | HOT PLATE | SEALING | 371 | 13 | 758 | 14 | 1
Energy Conservation (NREC) | Modernization (EEM) | MISCELLANEOUS | HOT PLATE | SOLDERING | 371 | 13 | 503 | 14 | 1
Energy Conservation (NREC) | Modernization (EEM) | MISCELLANEOUS | HUMIDIFIER | BLANKETING | 386 | 13 | 508 | 14 | 1
Energy Conservation (NREC) | Modernization (EEM) | MISCELLANEOUS | HUMIDIFIER | CORE DRYING | 386 | 13 | 511 | 14 | 1
Energy Conservation (NREC) | Modernization (EEM) | MISCELLANEOUS | HUMIDIFIER | DRY CLEANING | 386 | 13 | 514 | 14 | 1
Energy Conservation (NREC) | Modernization (EEM) | MISCELLANEOUS | HUMIDIFIER | DRYING | 386 | 13 | 270 | 14 | 1
Energy Conservation (NREC) | Modernization (EEM) | MISCELLANEOUS | HUMIDIFIER | ELECTRIC OPERATED | 386 | 13 | 510 | 14 | 1
Energy Conservation (NREC) | Modernization (EEM) | MISCELLANEOUS | HUMIDIFIER | FLASHER EXPAN. JOINT | 386 | 13 | 505 | 14 | 1
Energy Conservation (NREC) | Modernization (EEM) | MISCELLANEOUS | HUMIDIFIER | FORMING WAX CARTONS | 386 | 13 | 515 | 14 | 1
Energy Conservation (NREC) | Modernization (EEM) | MISCELLANEOUS | HUMIDIFIER | HEATING CANDY | 386 | 13 | 512 | 14 | 1
Energy Conservation (NREC) | Modernization (EEM) | MISCELLANEOUS | HUMIDIFIER | HUMIDIFY COTTON | 386 | 13 | 516 | 14 | 1
Energy Conservation (NREC) | Modernization (EEM) | MISCELLANEOUS | HUMIDIFIER | INSTRUMENTS | 386 | 13 | 504 | 14 | 1
Energy Conservation (NREC) | Modernization (EEM) | MISCELLANEOUS | HUMIDIFIER | IRONING LAUNDRY | 386 | 13 | 513 | 14 | 1
Energy Conservation (NREC) | Modernization (EEM) | MISCELLANEOUS | HUMIDIFIER | LAB TESTING | 386 | 13 | 501 | 14 | 1
Energy Conservation (NREC) | Modernization (EEM) | MISCELLANEOUS | HUMIDIFIER | LAMINATING | 386 | 13 | 274 | 14 | 1
Energy Conservation (NREC) | Modernization (EEM) | MISCELLANEOUS | HUMIDIFIER | OXIDATION COLUMN | 386 | 13 | 507 | 14 | 1
Energy Conservation (NREC) | Modernization (EEM) | MISCELLANEOUS | HUMIDIFIER | PRESSURE CONTROL | 386 | 13 | 506 | 14 | 1
Energy Conservation (NREC) | Modernization (EEM) | MISCELLANEOUS | HUMIDIFIER | PROCESS HEAT | 386 | 13 | 261 | 14 | 1
Energy Conservation (NREC) | Modernization (EEM) | MISCELLANEOUS | HUMIDIFIER | RECOV.OF VOLAT. VAPR | 386 | 13 | 502 | 14 | 1
Energy Conservation (NREC) | Modernization (EEM) | MISCELLANEOUS | HUMIDIFIER | RESEARCH OR TESTING | 386 | 13 | 431 | 14 | 1
Energy Conservation (NREC) | Modernization (EEM) | MISCELLANEOUS | HUMIDIFIER | SEALING | 386 | 13 | 758 | 14 | 1
Energy Conservation (NREC) | Modernization (EEM) | MISCELLANEOUS | HUMIDIFIER | SOLDERING | 386 | 13 | 503 | 14 | 1
Energy Conservation (NREC) | Modernization (EEM) | MISCELLANEOUS | Instant. Direct Contact | BLANKETING | 1042 | 13 | 508 | 14 | 1
Energy Conservation (NREC) | Modernization (EEM) | MISCELLANEOUS | Instant. Direct Contact | CORE DRYING | 1042 | 13 | 511 | 14 | 1
Energy Conservation (NREC) | Modernization (EEM) | MISCELLANEOUS | Instant. Direct Contact | DRY CLEANING | 1042 | 13 | 514 | 14 | 1
Energy Conservation (NREC) | Modernization (EEM) | MISCELLANEOUS | Instant. Direct Contact | DRYING | 1042 | 13 | 270 | 14 | 1
Energy Conservation (NREC) | Modernization (EEM) | MISCELLANEOUS | Instant. Direct Contact | ELECTRIC OPERATED | 1042 | 13 | 510 | 14 | 1
Energy Conservation (NREC) | Modernization (EEM) | MISCELLANEOUS | Instant. Direct Contact | FLASHER EXPAN. JOINT | 1042 | 13 | 505 | 14 | 1
Energy Conservation (NREC) | Modernization (EEM) | MISCELLANEOUS | Instant. Direct Contact | FORMING WAX CARTONS | 1042 | 13 | 515 | 14 | 1
Energy Conservation (NREC) | Modernization (EEM) | MISCELLANEOUS | Instant. Direct Contact | HEATING CANDY | 1042 | 13 | 512 | 14 | 1
Energy Conservation (NREC) | Modernization (EEM) | MISCELLANEOUS | Instant. Direct Contact | HUMIDIFY COTTON | 1042 | 13 | 516 | 14 | 1
Energy Conservation (NREC) | Modernization (EEM) | MISCELLANEOUS | Instant. Direct Contact | INSTRUMENTS | 1042 | 13 | 504 | 14 | 1
Energy Conservation (NREC) | Modernization (EEM) | MISCELLANEOUS | Instant. Direct Contact | IRONING LAUNDRY | 1042 | 13 | 513 | 14 | 1
Energy Conservation (NREC) | Modernization (EEM) | MISCELLANEOUS | Instant. Direct Contact | LAB TESTING | 1042 | 13 | 501 | 14 | 1
Energy Conservation (NREC) | Modernization (EEM) | MISCELLANEOUS | Instant. Direct Contact | LAMINATING | 1042 | 13 | 274 | 14 | 1
Energy Conservation (NREC) | Modernization (EEM) | MISCELLANEOUS | Instant. Direct Contact | OXIDATION COLUMN | 1042 | 13 | 507 | 14 | 1
Energy Conservation (NREC) | Modernization (EEM) | MISCELLANEOUS | Instant. Direct Contact | PRESSURE CONTROL | 1042 | 13 | 506 | 14 | 1
Energy Conservation (NREC) | Modernization (EEM) | MISCELLANEOUS | Instant. Direct Contact | PROCESS HEAT | 1042 | 13 | 261 | 14 | 1
Energy Conservation (NREC) | Modernization (EEM) | MISCELLANEOUS | Instant. Direct Contact | RECOV.OF VOLAT. VAPR | 1042 | 13 | 502 | 14 | 1
Energy Conservation (NREC) | Modernization (EEM) | MISCELLANEOUS | Instant. Direct Contact | RESEARCH OR TESTING | 1042 | 13 | 431 | 14 | 1
Energy Conservation (NREC) | Modernization (EEM) | MISCELLANEOUS | Instant. Direct Contact | SEALING | 1042 | 13 | 758 | 14 | 1
Energy Conservation (NREC) | Modernization (EEM) | MISCELLANEOUS | Instant. Direct Contact | SOLDERING | 1042 | 13 | 503 | 14 | 1
Energy Conservation (NREC) | Modernization (EEM) | MISCELLANEOUS | MULTI-BURNER | BLANKETING | 377 | 13 | 508 | 14 | 1
Energy Conservation (NREC) | Modernization (EEM) | MISCELLANEOUS | MULTI-BURNER | CORE DRYING | 377 | 13 | 511 | 14 | 1
Energy Conservation (NREC) | Modernization (EEM) | MISCELLANEOUS | MULTI-BURNER | DRY CLEANING | 377 | 13 | 514 | 14 | 1
Energy Conservation (NREC) | Modernization (EEM) | MISCELLANEOUS | MULTI-BURNER | DRYING | 377 | 13 | 270 | 14 | 1
Energy Conservation (NREC) | Modernization (EEM) | MISCELLANEOUS | MULTI-BURNER | ELECTRIC OPERATED | 377 | 13 | 510 | 14 | 1
Energy Conservation (NREC) | Modernization (EEM) | MISCELLANEOUS | MULTI-BURNER | FLASHER EXPAN. JOINT | 377 | 13 | 505 | 14 | 1
Energy Conservation (NREC) | Modernization (EEM) | MISCELLANEOUS | MULTI-BURNER | FORMING WAX CARTONS | 377 | 13 | 515 | 14 | 1
Energy Conservation (NREC) | Modernization (EEM) | MISCELLANEOUS | MULTI-BURNER | HEATING CANDY | 377 | 13 | 512 | 14 | 1
Energy Conservation (NREC) | Modernization (EEM) | MISCELLANEOUS | MULTI-BURNER | HUMIDIFY COTTON | 377 | 13 | 516 | 14 | 1
Energy Conservation (NREC) | Modernization (EEM) | MISCELLANEOUS | MULTI-BURNER | INSTRUMENTS | 377 | 13 | 504 | 14 | 1
Energy Conservation (NREC) | Modernization (EEM) | MISCELLANEOUS | MULTI-BURNER | IRONING LAUNDRY | 377 | 13 | 513 | 14 | 1
Energy Conservation (NREC) | Modernization (EEM) | MISCELLANEOUS | MULTI-BURNER | LAB TESTING | 377 | 13 | 501 | 14 | 1
Energy Conservation (NREC) | Modernization (EEM) | MISCELLANEOUS | MULTI-BURNER | LAMINATING | 377 | 13 | 274 | 14 | 1
Energy Conservation (NREC) | Modernization (EEM) | MISCELLANEOUS | MULTI-BURNER | OXIDATION COLUMN | 377 | 13 | 507 | 14 | 1
Energy Conservation (NREC) | Modernization (EEM) | MISCELLANEOUS | MULTI-BURNER | PRESSURE CONTROL | 377 | 13 | 506 | 14 | 1
Energy Conservation (NREC) | Modernization (EEM) | MISCELLANEOUS | MULTI-BURNER | PROCESS HEAT | 377 | 13 | 261 | 14 | 1
Energy Conservation (NREC) | Modernization (EEM) | MISCELLANEOUS | MULTI-BURNER | RECOV.OF VOLAT. VAPR | 377 | 13 | 502 | 14 | 1
Energy Conservation (NREC) | Modernization (EEM) | MISCELLANEOUS | MULTI-BURNER | RESEARCH OR TESTING | 377 | 13 | 431 | 14 | 1
Energy Conservation (NREC) | Modernization (EEM) | MISCELLANEOUS | MULTI-BURNER | SEALING | 377 | 13 | 758 | 14 | 1
Energy Conservation (NREC) | Modernization (EEM) | MISCELLANEOUS | MULTI-BURNER | SOLDERING | 377 | 13 | 503 | 14 | 1
Energy Conservation (NREC) | Modernization (EEM) | MISCELLANEOUS | PACKAGING MACHINE | BLANKETING | 384 | 13 | 508 | 14 | 1
Energy Conservation (NREC) | Modernization (EEM) | MISCELLANEOUS | PACKAGING MACHINE | CORE DRYING | 384 | 13 | 511 | 14 | 1
Energy Conservation (NREC) | Modernization (EEM) | MISCELLANEOUS | PACKAGING MACHINE | DRY CLEANING | 384 | 13 | 514 | 14 | 1
Energy Conservation (NREC) | Modernization (EEM) | MISCELLANEOUS | PACKAGING MACHINE | DRYING | 384 | 13 | 270 | 14 | 1
Energy Conservation (NREC) | Modernization (EEM) | MISCELLANEOUS | PACKAGING MACHINE | ELECTRIC OPERATED | 384 | 13 | 510 | 14 | 1
Energy Conservation (NREC) | Modernization (EEM) | MISCELLANEOUS | PACKAGING MACHINE | FLASHER EXPAN. JOINT | 384 | 13 | 505 | 14 | 1
Energy Conservation (NREC) | Modernization (EEM) | MISCELLANEOUS | PACKAGING MACHINE | FORMING WAX CARTONS | 384 | 13 | 515 | 14 | 1
Energy Conservation (NREC) | Modernization (EEM) | MISCELLANEOUS | PACKAGING MACHINE | HEATING CANDY | 384 | 13 | 512 | 14 | 1
Energy Conservation (NREC) | Modernization (EEM) | MISCELLANEOUS | PACKAGING MACHINE | HUMIDIFY COTTON | 384 | 13 | 516 | 14 | 1
Energy Conservation (NREC) | Modernization (EEM) | MISCELLANEOUS | PACKAGING MACHINE | INSTRUMENTS | 384 | 13 | 504 | 14 | 1
Energy Conservation (NREC) | Modernization (EEM) | MISCELLANEOUS | PACKAGING MACHINE | IRONING LAUNDRY | 384 | 13 | 513 | 14 | 1
Energy Conservation (NREC) | Modernization (EEM) | MISCELLANEOUS | PACKAGING MACHINE | LAB TESTING | 384 | 13 | 501 | 14 | 1
Energy Conservation (NREC) | Modernization (EEM) | MISCELLANEOUS | PACKAGING MACHINE | LAMINATING | 384 | 13 | 274 | 14 | 1
Energy Conservation (NREC) | Modernization (EEM) | MISCELLANEOUS | PACKAGING MACHINE | OXIDATION COLUMN | 384 | 13 | 507 | 14 | 1
Energy Conservation (NREC) | Modernization (EEM) | MISCELLANEOUS | PACKAGING MACHINE | PRESSURE CONTROL | 384 | 13 | 506 | 14 | 1
Energy Conservation (NREC) | Modernization (EEM) | MISCELLANEOUS | PACKAGING MACHINE | PROCESS HEAT | 384 | 13 | 261 | 14 | 1
Energy Conservation (NREC) | Modernization (EEM) | MISCELLANEOUS | PACKAGING MACHINE | RECOV.OF VOLAT. VAPR | 384 | 13 | 502 | 14 | 1
Energy Conservation (NREC) | Modernization (EEM) | MISCELLANEOUS | PACKAGING MACHINE | RESEARCH OR TESTING | 384 | 13 | 431 | 14 | 1
Energy Conservation (NREC) | Modernization (EEM) | MISCELLANEOUS | PACKAGING MACHINE | SEALING | 384 | 13 | 758 | 14 | 1
Energy Conservation (NREC) | Modernization (EEM) | MISCELLANEOUS | PACKAGING MACHINE | SOLDERING | 384 | 13 | 503 | 14 | 1
Energy Conservation (NREC) | Modernization (EEM) | MISCELLANEOUS | PURGE GAS | BLANKETING | 374 | 13 | 508 | 14 | 1
Energy Conservation (NREC) | Modernization (EEM) | MISCELLANEOUS | PURGE GAS | CORE DRYING | 374 | 13 | 511 | 14 | 1
Energy Conservation (NREC) | Modernization (EEM) | MISCELLANEOUS | PURGE GAS | DRY CLEANING | 374 | 13 | 514 | 14 | 1
Energy Conservation (NREC) | Modernization (EEM) | MISCELLANEOUS | PURGE GAS | DRYING | 374 | 13 | 270 | 14 | 1
Energy Conservation (NREC) | Modernization (EEM) | MISCELLANEOUS | PURGE GAS | ELECTRIC OPERATED | 374 | 13 | 510 | 14 | 1
Energy Conservation (NREC) | Modernization (EEM) | MISCELLANEOUS | PURGE GAS | FLASHER EXPAN. JOINT | 374 | 13 | 505 | 14 | 1
Energy Conservation (NREC) | Modernization (EEM) | MISCELLANEOUS | PURGE GAS | FORMING WAX CARTONS | 374 | 13 | 515 | 14 | 1
Energy Conservation (NREC) | Modernization (EEM) | MISCELLANEOUS | PURGE GAS | HEATING CANDY | 374 | 13 | 512 | 14 | 1
Energy Conservation (NREC) | Modernization (EEM) | MISCELLANEOUS | PURGE GAS | HUMIDIFY COTTON | 374 | 13 | 516 | 14 | 1
Energy Conservation (NREC) | Modernization (EEM) | MISCELLANEOUS | PURGE GAS | INSTRUMENTS | 374 | 13 | 504 | 14 | 1
Energy Conservation (NREC) | Modernization (EEM) | MISCELLANEOUS | PURGE GAS | IRONING LAUNDRY | 374 | 13 | 513 | 14 | 1
Energy Conservation (NREC) | Modernization (EEM) | MISCELLANEOUS | PURGE GAS | LAB TESTING | 374 | 13 | 501 | 14 | 1
Energy Conservation (NREC) | Modernization (EEM) | MISCELLANEOUS | PURGE GAS | LAMINATING | 374 | 13 | 274 | 14 | 1
Energy Conservation (NREC) | Modernization (EEM) | MISCELLANEOUS | PURGE GAS | OXIDATION COLUMN | 374 | 13 | 507 | 14 | 1
Energy Conservation (NREC) | Modernization (EEM) | MISCELLANEOUS | PURGE GAS | PRESSURE CONTROL | 374 | 13 | 506 | 14 | 1
Energy Conservation (NREC) | Modernization (EEM) | MISCELLANEOUS | PURGE GAS | PROCESS HEAT | 374 | 13 | 261 | 14 | 1
Energy Conservation (NREC) | Modernization (EEM) | MISCELLANEOUS | PURGE GAS | RECOV.OF VOLAT. VAPR | 374 | 13 | 502 | 14 | 1
Energy Conservation (NREC) | Modernization (EEM) | MISCELLANEOUS | PURGE GAS | RESEARCH OR TESTING | 374 | 13 | 431 | 14 | 1
Energy Conservation (NREC) | Modernization (EEM) | MISCELLANEOUS | PURGE GAS | SEALING | 374 | 13 | 758 | 14 | 1
Energy Conservation (NREC) | Modernization (EEM) | MISCELLANEOUS | PURGE GAS | SOLDERING | 374 | 13 | 503 | 14 | 1
Energy Conservation (NREC) | Modernization (EEM) | MISCELLANEOUS | SHELL CORE MACHINE | BLANKETING | 376 | 13 | 508 | 14 | 1
Energy Conservation (NREC) | Modernization (EEM) | MISCELLANEOUS | SHELL CORE MACHINE | CORE DRYING | 376 | 13 | 511 | 14 | 1
Energy Conservation (NREC) | Modernization (EEM) | MISCELLANEOUS | SHELL CORE MACHINE | DRY CLEANING | 376 | 13 | 514 | 14 | 1
Energy Conservation (NREC) | Modernization (EEM) | MISCELLANEOUS | SHELL CORE MACHINE | DRYING | 376 | 13 | 270 | 14 | 1
Energy Conservation (NREC) | Modernization (EEM) | MISCELLANEOUS | SHELL CORE MACHINE | ELECTRIC OPERATED | 376 | 13 | 510 | 14 | 1
Energy Conservation (NREC) | Modernization (EEM) | MISCELLANEOUS | SHELL CORE MACHINE | FLASHER EXPAN. JOINT | 376 | 13 | 505 | 14 | 1
Energy Conservation (NREC) | Modernization (EEM) | MISCELLANEOUS | SHELL CORE MACHINE | FORMING WAX CARTONS | 376 | 13 | 515 | 14 | 1
Energy Conservation (NREC) | Modernization (EEM) | MISCELLANEOUS | SHELL CORE MACHINE | HEATING CANDY | 376 | 13 | 512 | 14 | 1
Energy Conservation (NREC) | Modernization (EEM) | MISCELLANEOUS | SHELL CORE MACHINE | HUMIDIFY COTTON | 376 | 13 | 516 | 14 | 1
Energy Conservation (NREC) | Modernization (EEM) | MISCELLANEOUS | SHELL CORE MACHINE | INSTRUMENTS | 376 | 13 | 504 | 14 | 1
Energy Conservation (NREC) | Modernization (EEM) | MISCELLANEOUS | SHELL CORE MACHINE | IRONING LAUNDRY | 376 | 13 | 513 | 14 | 1
Energy Conservation (NREC) | Modernization (EEM) | MISCELLANEOUS | SHELL CORE MACHINE | LAB TESTING | 376 | 13 | 501 | 14 | 1
Energy Conservation (NREC) | Modernization (EEM) | MISCELLANEOUS | SHELL CORE MACHINE | LAMINATING | 376 | 13 | 274 | 14 | 1
Energy Conservation (NREC) | Modernization (EEM) | MISCELLANEOUS | SHELL CORE MACHINE | OXIDATION COLUMN | 376 | 13 | 507 | 14 | 1
Energy Conservation (NREC) | Modernization (EEM) | MISCELLANEOUS | SHELL CORE MACHINE | PRESSURE CONTROL | 376 | 13 | 506 | 14 | 1
Energy Conservation (NREC) | Modernization (EEM) | MISCELLANEOUS | SHELL CORE MACHINE | PROCESS HEAT | 376 | 13 | 261 | 14 | 1
Energy Conservation (NREC) | Modernization (EEM) | MISCELLANEOUS | SHELL CORE MACHINE | RECOV.OF VOLAT. VAPR | 376 | 13 | 502 | 14 | 1
Energy Conservation (NREC) | Modernization (EEM) | MISCELLANEOUS | SHELL CORE MACHINE | RESEARCH OR TESTING | 376 | 13 | 431 | 14 | 1
Energy Conservation (NREC) | Modernization (EEM) | MISCELLANEOUS | SHELL CORE MACHINE | SEALING | 376 | 13 | 758 | 14 | 1
Energy Conservation (NREC) | Modernization (EEM) | MISCELLANEOUS | SHELL CORE MACHINE | SOLDERING | 376 | 13 | 503 | 14 | 1
Energy Conservation (NREC) | Modernization (EEM) | MISCELLANEOUS | UNDER- FIRED KETTLE | BLANKETING | 378 | 13 | 508 | 14 | 1
Energy Conservation (NREC) | Modernization (EEM) | MISCELLANEOUS | UNDER- FIRED KETTLE | CORE DRYING | 378 | 13 | 511 | 14 | 1
Energy Conservation (NREC) | Modernization (EEM) | MISCELLANEOUS | UNDER- FIRED KETTLE | DRY CLEANING | 378 | 13 | 514 | 14 | 1
Energy Conservation (NREC) | Modernization (EEM) | MISCELLANEOUS | UNDER- FIRED KETTLE | DRYING | 378 | 13 | 270 | 14 | 1
Energy Conservation (NREC) | Modernization (EEM) | MISCELLANEOUS | UNDER- FIRED KETTLE | ELECTRIC OPERATED | 378 | 13 | 510 | 14 | 1
Energy Conservation (NREC) | Modernization (EEM) | MISCELLANEOUS | UNDER- FIRED KETTLE | FLASHER EXPAN. JOINT | 378 | 13 | 505 | 14 | 1
Energy Conservation (NREC) | Modernization (EEM) | MISCELLANEOUS | UNDER- FIRED KETTLE | FORMING WAX CARTONS | 378 | 13 | 515 | 14 | 1
Energy Conservation (NREC) | Modernization (EEM) | MISCELLANEOUS | UNDER- FIRED KETTLE | HEATING CANDY | 378 | 13 | 512 | 14 | 1
Energy Conservation (NREC) | Modernization (EEM) | MISCELLANEOUS | UNDER- FIRED KETTLE | HUMIDIFY COTTON | 378 | 13 | 516 | 14 | 1
Energy Conservation (NREC) | Modernization (EEM) | MISCELLANEOUS | UNDER- FIRED KETTLE | INSTRUMENTS | 378 | 13 | 504 | 14 | 1
Energy Conservation (NREC) | Modernization (EEM) | MISCELLANEOUS | UNDER- FIRED KETTLE | IRONING LAUNDRY | 378 | 13 | 513 | 14 | 1
Energy Conservation (NREC) | Modernization (EEM) | MISCELLANEOUS | UNDER- FIRED KETTLE | LAB TESTING | 378 | 13 | 501 | 14 | 1
Energy Conservation (NREC) | Modernization (EEM) | MISCELLANEOUS | UNDER- FIRED KETTLE | LAMINATING | 378 | 13 | 274 | 14 | 1
Energy Conservation (NREC) | Modernization (EEM) | MISCELLANEOUS | UNDER- FIRED KETTLE | OXIDATION COLUMN | 378 | 13 | 507 | 14 | 1
Energy Conservation (NREC) | Modernization (EEM) | MISCELLANEOUS | UNDER- FIRED KETTLE | PRESSURE CONTROL | 378 | 13 | 506 | 14 | 1
Energy Conservation (NREC) | Modernization (EEM) | MISCELLANEOUS | UNDER- FIRED KETTLE | PROCESS HEAT | 378 | 13 | 261 | 14 | 1
Energy Conservation (NREC) | Modernization (EEM) | MISCELLANEOUS | UNDER- FIRED KETTLE | RECOV.OF VOLAT. VAPR | 378 | 13 | 502 | 14 | 1
Energy Conservation (NREC) | Modernization (EEM) | MISCELLANEOUS | UNDER- FIRED KETTLE | RESEARCH OR TESTING | 378 | 13 | 431 | 14 | 1
Energy Conservation (NREC) | Modernization (EEM) | MISCELLANEOUS | UNDER- FIRED KETTLE | SEALING | 378 | 13 | 758 | 14 | 1
Energy Conservation (NREC) | Modernization (EEM) | MISCELLANEOUS | UNDER- FIRED KETTLE | SOLDERING | 378 | 13 | 503 | 14 | 1
Energy Conservation (NREC) | Modernization (EEM) | MISCELLANEOUS | VAPOR DEGREASER | BLANKETING | 626 | 13 | 508 | 14 | 1
Energy Conservation (NREC) | Modernization (EEM) | MISCELLANEOUS | VAPOR DEGREASER | CORE DRYING | 626 | 13 | 511 | 14 | 1
Energy Conservation (NREC) | Modernization (EEM) | MISCELLANEOUS | VAPOR DEGREASER | DRY CLEANING | 626 | 13 | 514 | 14 | 1
Energy Conservation (NREC) | Modernization (EEM) | MISCELLANEOUS | VAPOR DEGREASER | DRYING | 626 | 13 | 270 | 14 | 1
Energy Conservation (NREC) | Modernization (EEM) | MISCELLANEOUS | VAPOR DEGREASER | ELECTRIC OPERATED | 626 | 13 | 510 | 14 | 1
Energy Conservation (NREC) | Modernization (EEM) | MISCELLANEOUS | VAPOR DEGREASER | FLASHER EXPAN. JOINT | 626 | 13 | 505 | 14 | 1
Energy Conservation (NREC) | Modernization (EEM) | MISCELLANEOUS | VAPOR DEGREASER | FORMING WAX CARTONS | 626 | 13 | 515 | 14 | 1
Energy Conservation (NREC) | Modernization (EEM) | MISCELLANEOUS | VAPOR DEGREASER | HEATING CANDY | 626 | 13 | 512 | 14 | 1
Energy Conservation (NREC) | Modernization (EEM) | MISCELLANEOUS | VAPOR DEGREASER | HUMIDIFY COTTON | 626 | 13 | 516 | 14 | 1
Energy Conservation (NREC) | Modernization (EEM) | MISCELLANEOUS | VAPOR DEGREASER | INSTRUMENTS | 626 | 13 | 504 | 14 | 1
Energy Conservation (NREC) | Modernization (EEM) | MISCELLANEOUS | VAPOR DEGREASER | IRONING LAUNDRY | 626 | 13 | 513 | 14 | 1
Energy Conservation (NREC) | Modernization (EEM) | MISCELLANEOUS | VAPOR DEGREASER | LAB TESTING | 626 | 13 | 501 | 14 | 1
Energy Conservation (NREC) | Modernization (EEM) | MISCELLANEOUS | VAPOR DEGREASER | LAMINATING | 626 | 13 | 274 | 14 | 1
Energy Conservation (NREC) | Modernization (EEM) | MISCELLANEOUS | VAPOR DEGREASER | OXIDATION COLUMN | 626 | 13 | 507 | 14 | 1
Energy Conservation (NREC) | Modernization (EEM) | MISCELLANEOUS | VAPOR DEGREASER | PRESSURE CONTROL | 626 | 13 | 506 | 14 | 1
Energy Conservation (NREC) | Modernization (EEM) | MISCELLANEOUS | VAPOR DEGREASER | PROCESS HEAT | 626 | 13 | 261 | 14 | 1
Energy Conservation (NREC) | Modernization (EEM) | MISCELLANEOUS | VAPOR DEGREASER | RECOV.OF VOLAT. VAPR | 626 | 13 | 502 | 14 | 1
Energy Conservation (NREC) | Modernization (EEM) | MISCELLANEOUS | VAPOR DEGREASER | RESEARCH OR TESTING | 626 | 13 | 431 | 14 | 1
Energy Conservation (NREC) | Modernization (EEM) | MISCELLANEOUS | VAPOR DEGREASER | SEALING | 626 | 13 | 758 | 14 | 1
Energy Conservation (NREC) | Modernization (EEM) | MISCELLANEOUS | VAPOR DEGREASER | SOLDERING | 626 | 13 | 503 | 14 | 1
Energy Conservation (NREC) | Modernization (EEM) | MISCELLANEOUS | VIRKOTYPE | BLANKETING | 382 | 13 | 508 | 14 | 1
Energy Conservation (NREC) | Modernization (EEM) | MISCELLANEOUS | VIRKOTYPE | CORE DRYING | 382 | 13 | 511 | 14 | 1
Energy Conservation (NREC) | Modernization (EEM) | MISCELLANEOUS | VIRKOTYPE | DRY CLEANING | 382 | 13 | 514 | 14 | 1
Energy Conservation (NREC) | Modernization (EEM) | MISCELLANEOUS | VIRKOTYPE | DRYING | 382 | 13 | 270 | 14 | 1
Energy Conservation (NREC) | Modernization (EEM) | MISCELLANEOUS | VIRKOTYPE | ELECTRIC OPERATED | 382 | 13 | 510 | 14 | 1
Energy Conservation (NREC) | Modernization (EEM) | MISCELLANEOUS | VIRKOTYPE | FLASHER EXPAN. JOINT | 382 | 13 | 505 | 14 | 1
Energy Conservation (NREC) | Modernization (EEM) | MISCELLANEOUS | VIRKOTYPE | FORMING WAX CARTONS | 382 | 13 | 515 | 14 | 1
Energy Conservation (NREC) | Modernization (EEM) | MISCELLANEOUS | VIRKOTYPE | HEATING CANDY | 382 | 13 | 512 | 14 | 1
Energy Conservation (NREC) | Modernization (EEM) | MISCELLANEOUS | VIRKOTYPE | HUMIDIFY COTTON | 382 | 13 | 516 | 14 | 1
Energy Conservation (NREC) | Modernization (EEM) | MISCELLANEOUS | VIRKOTYPE | INSTRUMENTS | 382 | 13 | 504 | 14 | 1
Energy Conservation (NREC) | Modernization (EEM) | MISCELLANEOUS | VIRKOTYPE | IRONING LAUNDRY | 382 | 13 | 513 | 14 | 1
Energy Conservation (NREC) | Modernization (EEM) | MISCELLANEOUS | VIRKOTYPE | LAB TESTING | 382 | 13 | 501 | 14 | 1
Energy Conservation (NREC) | Modernization (EEM) | MISCELLANEOUS | VIRKOTYPE | LAMINATING | 382 | 13 | 274 | 14 | 1
Energy Conservation (NREC) | Modernization (EEM) | MISCELLANEOUS | VIRKOTYPE | OXIDATION COLUMN | 382 | 13 | 507 | 14 | 1
Energy Conservation (NREC) | Modernization (EEM) | MISCELLANEOUS | VIRKOTYPE | PRESSURE CONTROL | 382 | 13 | 506 | 14 | 1
Energy Conservation (NREC) | Modernization (EEM) | MISCELLANEOUS | VIRKOTYPE | PROCESS HEAT | 382 | 13 | 261 | 14 | 1
Energy Conservation (NREC) | Modernization (EEM) | MISCELLANEOUS | VIRKOTYPE | RECOV.OF VOLAT. VAPR | 382 | 13 | 502 | 14 | 1
Energy Conservation (NREC) | Modernization (EEM) | MISCELLANEOUS | VIRKOTYPE | RESEARCH OR TESTING | 382 | 13 | 431 | 14 | 1
Energy Conservation (NREC) | Modernization (EEM) | MISCELLANEOUS | VIRKOTYPE | SEALING | 382 | 13 | 758 | 14 | 1
Energy Conservation (NREC) | Modernization (EEM) | MISCELLANEOUS | VIRKOTYPE | SOLDERING | 382 | 13 | 503 | 14 | 1
Energy Conservation (NREC) | Modernization (EEM) | OVEN | BATCH | PRE-HEATING | 110 | 14 | 192 | 14 | 1
Energy Conservation (NREC) | Modernization (EEM) | OVEN | BATCH | PREHEAT DIES | 110 | 14 | 275 | 14 | 1
Energy Conservation (NREC) | Modernization (EEM) | OVEN | BATCH | REFINISHING | 110 | 14 | 579 | 14 | 1
Energy Conservation (NREC) | Modernization (EEM) | OVEN | BATCH | RESEARCH OR TESTING | 110 | 14 | 431 | 14 | 1
Energy Conservation (NREC) | Modernization (EEM) | OVEN | BATCH | SMOKING FOOD PROD. | 110 | 14 | 572 | 14 | 1
Energy Conservation (NREC) | Modernization (EEM) | OVEN | BATCH | SOLUTION HT. TRT.ALM | 110 | 14 | 573 | 14 | 1
Energy Conservation (NREC) | Modernization (EEM) | OVEN | BATCH | SOLUTION HT. TRT.MAG | 110 | 14 | 574 | 14 | 1
Energy Conservation (NREC) | Modernization (EEM) | OVEN | BOX | PRE-HEATING | 116 | 14 | 192 | 14 | 1
Energy Conservation (NREC) | Modernization (EEM) | OVEN | BOX | PREHEAT DIES | 116 | 14 | 275 | 14 | 1
Energy Conservation (NREC) | Modernization (EEM) | OVEN | BOX | REFINISHING | 116 | 14 | 579 | 14 | 1
Energy Conservation (NREC) | Modernization (EEM) | OVEN | BOX | RESEARCH OR TESTING | 116 | 14 | 431 | 14 | 1
Energy Conservation (NREC) | Modernization (EEM) | OVEN | BOX | SMOKING FOOD PROD. | 116 | 14 | 572 | 14 | 1
Energy Conservation (NREC) | Modernization (EEM) | OVEN | BOX | SOLUTION HT. TRT.ALM | 116 | 14 | 573 | 14 | 1
Energy Conservation (NREC) | Modernization (EEM) | OVEN | BOX | SOLUTION HT. TRT.MAG | 116 | 14 | 574 | 14 | 1
Energy Conservation (NREC) | Modernization (EEM) | OVEN | Catalytic Infrared Heater | CURING COATINGS | 1043 | 14 | 567 | 14 | 1
Energy Conservation (NREC) | Modernization (EEM) | OVEN | Catalytic Infrared Heater | DRYING | 1043 | 14 | 270 | 14 | 1
Energy Conservation (NREC) | Modernization (EEM) | OVEN | Catalytic Infrared Heater | ELEC. FOOD PROC. | 1043 | 14 | 576 | 14 | 1
Energy Conservation (NREC) | Modernization (EEM) | OVEN | Catalytic Infrared Heater | FOOD PREPARATION | 1043 | 14 | 436 | 14 | 1
Energy Conservation (NREC) | Modernization (EEM) | OVEN | Catalytic Infrared Heater | FORMING PLASTICS | 1043 | 14 | 577 | 14 | 1
Energy Conservation (NREC) | Modernization (EEM) | OVEN | Catalytic Infrared Heater | MFG KNIT FABRIC | 1043 | 14 | 124 | 14 | 1
Energy Conservation (NREC) | Modernization (EEM) | OVEN | Catalytic Infrared Heater | PRE-HEATING | 1043 | 14 | 192 | 14 | 1
Energy Conservation (NREC) | Modernization (EEM) | OVEN | Catalytic Infrared Heater | PREHEAT DIES | 1043 | 14 | 275 | 14 | 1
Energy Conservation (NREC) | Modernization (EEM) | OVEN | Catalytic Infrared Heater | REFINISHING | 1043 | 14 | 579 | 14 | 1
Energy Conservation (NREC) | Modernization (EEM) | OVEN | Catalytic Infrared Heater | RESEARCH OR TESTING | 1043 | 14 | 431 | 14 | 1
Energy Conservation (NREC) | Modernization (EEM) | OVEN | Catalytic Infrared Heater | SMOKING FOOD PROD. | 1043 | 14 | 572 | 14 | 1
Energy Conservation (NREC) | Modernization (EEM) | OVEN | Catalytic Infrared Heater | SOLUTION HT. TRT.ALM | 1043 | 14 | 573 | 14 | 1
Energy Conservation (NREC) | Modernization (EEM) | OVEN | Catalytic Infrared Heater | SOLUTION HT. TRT.MAG | 1043 | 14 | 574 | 14 | 1
Energy Conservation (NREC) | Modernization (EEM) | OVEN | CONVEYOR | CURING COATINGS | 118 | 14 | 567 | 14 | 1
Energy Conservation (NREC) | Modernization (EEM) | OVEN | CONVEYOR | DRYING | 118 | 14 | 270 | 14 | 1
Energy Conservation (NREC) | Modernization (EEM) | OVEN | CONVEYOR | PRE-HEATING | 118 | 14 | 192 | 14 | 1
Energy Conservation (NREC) | Modernization (EEM) | OVEN | CONVEYOR | PREHEAT DIES | 118 | 14 | 275 | 14 | 1
Energy Conservation (NREC) | Modernization (EEM) | OVEN | CONVEYOR | REFINISHING | 118 | 14 | 579 | 14 | 1
Energy Conservation (NREC) | Modernization (EEM) | OVEN | CONVEYOR | RESEARCH OR TESTING | 118 | 14 | 431 | 14 | 1
Energy Conservation (NREC) | Modernization (EEM) | OVEN | CONVEYOR | SMOKING FOOD PROD. | 118 | 14 | 572 | 14 | 1
Energy Conservation (NREC) | Modernization (EEM) | OVEN | CONVEYOR | SOLUTION HT. TRT.ALM | 118 | 14 | 573 | 14 | 1
Energy Conservation (NREC) | Modernization (EEM) | OVEN | CONVEYOR | SOLUTION HT. TRT.MAG | 118 | 14 | 574 | 14 | 1
Energy Conservation (NREC) | Modernization (EEM) | OVEN | DIRECT FIRED | PRE-HEATING | 400 | 14 | 192 | 14 | 1
Energy Conservation (NREC) | Modernization (EEM) | OVEN | DIRECT FIRED | PREHEAT DIES | 400 | 14 | 275 | 14 | 1
Energy Conservation (NREC) | Modernization (EEM) | OVEN | DIRECT FIRED | REFINISHING | 400 | 14 | 579 | 14 | 1
Energy Conservation (NREC) | Modernization (EEM) | OVEN | DIRECT FIRED | RESEARCH OR TESTING | 400 | 14 | 431 | 14 | 1
Energy Conservation (NREC) | Modernization (EEM) | OVEN | DIRECT FIRED | SMOKING FOOD PROD. | 400 | 14 | 572 | 14 | 1
Energy Conservation (NREC) | Modernization (EEM) | OVEN | DIRECT FIRED | SOLUTION HT. TRT.ALM | 400 | 14 | 573 | 14 | 1
Energy Conservation (NREC) | Modernization (EEM) | OVEN | DIRECT FIRED | SOLUTION HT. TRT.MAG | 400 | 14 | 574 | 14 | 1
Energy Conservation (NREC) | Modernization (EEM) | OVEN | DIRECT FIRED BAND | AGE HARD. OF MAGNE. | 401 | 14 | 551 | 14 | 1
Energy Conservation (NREC) | Modernization (EEM) | OVEN | DIRECT FIRED BAND | AGE HARDENING ALUMN | 401 | 14 | 550 | 14 | 1
Energy Conservation (NREC) | Modernization (EEM) | OVEN | DIRECT FIRED BAND | BAKING LACQUER | 401 | 14 | 562 | 14 | 1
Energy Conservation (NREC) | Modernization (EEM) | OVEN | DIRECT FIRED BAND | BAKING PAINT | 401 | 14 | 563 | 14 | 1
Energy Conservation (NREC) | Modernization (EEM) | OVEN | DIRECT FIRED BAND | BAKING ROLLS | 401 | 14 | 575 | 14 | 1
Energy Conservation (NREC) | Modernization (EEM) | OVEN | DIRECT FIRED BAND | BAKING SHELLAC | 401 | 14 | 564 | 14 | 1
Energy Conservation (NREC) | Modernization (EEM) | OVEN | DIRECT FIRED BAND | BAKING VARNISH | 401 | 14 | 565 | 14 | 1
Energy Conservation (NREC) | Modernization (EEM) | OVEN | DIRECT FIRED BAND | BAKING-BREAD | 401 | 14 | 552 | 14 | 1
Energy Conservation (NREC) | Modernization (EEM) | OVEN | DIRECT FIRED BAND | BAKING-BUNNS | 401 | 14 | 553 | 14 | 1
Energy Conservation (NREC) | Modernization (EEM) | OVEN | DIRECT FIRED BAND | BAKING-CAKE | 401 | 14 | 554 | 14 | 1
Energy Conservation (NREC) | Modernization (EEM) | OVEN | DIRECT FIRED BAND | BAKING-COOKIES | 401 | 14 | 555 | 14 | 1
Energy Conservation (NREC) | Modernization (EEM) | OVEN | DIRECT FIRED BAND | BAKING-CORES | 401 | 14 | 560 | 14 | 1
Energy Conservation (NREC) | Modernization (EEM) | OVEN | DIRECT FIRED BAND | BAKING-CRACKERS | 401 | 14 | 556 | 14 | 1
Energy Conservation (NREC) | Modernization (EEM) | OVEN | DIRECT FIRED BAND | BAKING-FOOD PROD. | 401 | 14 | 561 | 14 | 1
Energy Conservation (NREC) | Modernization (EEM) | OVEN | DIRECT FIRED BAND | BAKING-MUFFINS | 401 | 14 | 557 | 14 | 1
Energy Conservation (NREC) | Modernization (EEM) | OVEN | DIRECT FIRED BAND | BAKING-PASTRY | 401 | 14 | 558 | 14 | 1
Energy Conservation (NREC) | Modernization (EEM) | OVEN | DIRECT FIRED BAND | BAKING-PIE | 401 | 14 | 559 | 14 | 1
Energy Conservation (NREC) | Modernization (EEM) | OVEN | DIRECT FIRED BAND | BONDING | 401 | 14 | 578 | 14 | 1
Energy Conservation (NREC) | Modernization (EEM) | OVEN | DIRECT FIRED BAND | BURN OFF | 401 | 14 | 566 | 14 | 1
Energy Conservation (NREC) | Modernization (EEM) | OVEN | DIRECT FIRED BAND | CURING COATINGS | 401 | 14 | 567 | 14 | 1
Energy Conservation (NREC) | Modernization (EEM) | OVEN | DIRECT FIRED BAND | CURING MOLDS | 401 | 14 | 568 | 14 | 1
Energy Conservation (NREC) | Modernization (EEM) | OVEN | DIRECT FIRED BAND | CURING PER. PRES.TEX | 401 | 14 | 569 | 14 | 1
Energy Conservation (NREC) | Modernization (EEM) | OVEN | DIRECT FIRED BAND | CURING PLASTICS | 401 | 14 | 570 | 14 | 1
Energy Conservation (NREC) | Modernization (EEM) | OVEN | DIRECT FIRED BAND | CURING PROCESS | 401 | 14 | 571 | 14 | 1
Energy Conservation (NREC) | Modernization (EEM) | OVEN | DIRECT FIRED BAND | DRYING | 401 | 14 | 270 | 14 | 1
Energy Conservation (NREC) | Modernization (EEM) | OVEN | DIRECT FIRED BAND | ELEC. FOOD PROC. | 401 | 14 | 576 | 14 | 1
Energy Conservation (NREC) | Modernization (EEM) | OVEN | DIRECT FIRED BAND | FOOD PREPARATION | 401 | 14 | 436 | 14 | 1
Energy Conservation (NREC) | Modernization (EEM) | OVEN | DIRECT FIRED BAND | FORMING PLASTICS | 401 | 14 | 577 | 14 | 1
Energy Conservation (NREC) | Modernization (EEM) | OVEN | DIRECT FIRED BAND | MFG KNIT FABRIC | 401 | 14 | 124 | 14 | 1
Energy Conservation (NREC) | Modernization (EEM) | OVEN | DIRECT FIRED BAND | PRE-HEATING | 401 | 14 | 192 | 14 | 1
Energy Conservation (NREC) | Modernization (EEM) | OVEN | DIRECT FIRED BAND | PREHEAT DIES | 401 | 14 | 275 | 14 | 1
Energy Conservation (NREC) | Modernization (EEM) | OVEN | DIRECT FIRED BAND | REFINISHING | 401 | 14 | 579 | 14 | 1
Energy Conservation (NREC) | Modernization (EEM) | OVEN | DIRECT FIRED BAND | RESEARCH OR TESTING | 401 | 14 | 431 | 14 | 1
Energy Conservation (NREC) | Modernization (EEM) | OVEN | DIRECT FIRED BAND | SMOKING FOOD PROD. | 401 | 14 | 572 | 14 | 1
Energy Conservation (NREC) | Modernization (EEM) | OVEN | DIRECT FIRED BAND | SOLUTION HT. TRT.ALM | 401 | 14 | 573 | 14 | 1
Energy Conservation (NREC) | Modernization (EEM) | OVEN | DIRECT FIRED BAND | SOLUTION HT. TRT.MAG | 401 | 14 | 574 | 14 | 1
Energy Conservation (NREC) | Modernization (EEM) | OVEN | DUTCH | AGE HARD. OF MAGNE. | 403 | 14 | 551 | 14 | 1
Energy Conservation (NREC) | Modernization (EEM) | OVEN | DUTCH | AGE HARDENING ALUMN | 403 | 14 | 550 | 14 | 1
Energy Conservation (NREC) | Modernization (EEM) | OVEN | DUTCH | BAKING LACQUER | 403 | 14 | 562 | 14 | 1
Energy Conservation (NREC) | Modernization (EEM) | OVEN | DUTCH | BAKING PAINT | 403 | 14 | 563 | 14 | 1
Energy Conservation (NREC) | Modernization (EEM) | OVEN | DUTCH | BAKING ROLLS | 403 | 14 | 575 | 14 | 1
Energy Conservation (NREC) | Modernization (EEM) | OVEN | DUTCH | BAKING SHELLAC | 403 | 14 | 564 | 14 | 1
Energy Conservation (NREC) | Modernization (EEM) | OVEN | DUTCH | BAKING VARNISH | 403 | 14 | 565 | 14 | 1
Energy Conservation (NREC) | Modernization (EEM) | OVEN | DUTCH | BAKING-BREAD | 403 | 14 | 552 | 14 | 1
Energy Conservation (NREC) | Modernization (EEM) | OVEN | DUTCH | BAKING-BUNNS | 403 | 14 | 553 | 14 | 1
Energy Conservation (NREC) | Modernization (EEM) | OVEN | DUTCH | BAKING-CAKE | 403 | 14 | 554 | 14 | 1
Energy Conservation (NREC) | Modernization (EEM) | OVEN | DUTCH | BAKING-COOKIES | 403 | 14 | 555 | 14 | 1
Energy Conservation (NREC) | Modernization (EEM) | OVEN | DUTCH | BAKING-CORES | 403 | 14 | 560 | 14 | 1
Energy Conservation (NREC) | Modernization (EEM) | OVEN | DUTCH | BAKING-CRACKERS | 403 | 14 | 556 | 14 | 1
Energy Conservation (NREC) | Modernization (EEM) | OVEN | DUTCH | BAKING-FOOD PROD. | 403 | 14 | 561 | 14 | 1
Energy Conservation (NREC) | Modernization (EEM) | OVEN | DUTCH | BAKING-MUFFINS | 403 | 14 | 557 | 14 | 1
Energy Conservation (NREC) | Modernization (EEM) | OVEN | DUTCH | BAKING-PASTRY | 403 | 14 | 558 | 14 | 1
Energy Conservation (NREC) | Modernization (EEM) | OVEN | DUTCH | BAKING-PIE | 403 | 14 | 559 | 14 | 1
Energy Conservation (NREC) | Modernization (EEM) | OVEN | DUTCH | BONDING | 403 | 14 | 578 | 14 | 1
Energy Conservation (NREC) | Modernization (EEM) | OVEN | DUTCH | BURN OFF | 403 | 14 | 566 | 14 | 1
Energy Conservation (NREC) | Modernization (EEM) | OVEN | DUTCH | CURING COATINGS | 403 | 14 | 567 | 14 | 1
Energy Conservation (NREC) | Modernization (EEM) | OVEN | DUTCH | CURING MOLDS | 403 | 14 | 568 | 14 | 1
Energy Conservation (NREC) | Modernization (EEM) | OVEN | DUTCH | CURING PER. PRES.TEX | 403 | 14 | 569 | 14 | 1
Energy Conservation (NREC) | Modernization (EEM) | OVEN | DUTCH | CURING PLASTICS | 403 | 14 | 570 | 14 | 1
Energy Conservation (NREC) | Modernization (EEM) | OVEN | DUTCH | CURING PROCESS | 403 | 14 | 571 | 14 | 1
Energy Conservation (NREC) | Modernization (EEM) | OVEN | DUTCH | DRYING | 403 | 14 | 270 | 14 | 1
Energy Conservation (NREC) | Modernization (EEM) | OVEN | DUTCH | ELEC. FOOD PROC. | 403 | 14 | 576 | 14 | 1
Energy Conservation (NREC) | Modernization (EEM) | OVEN | DUTCH | FOOD PREPARATION | 403 | 14 | 436 | 14 | 1
Energy Conservation (NREC) | Modernization (EEM) | OVEN | DUTCH | FORMING PLASTICS | 403 | 14 | 577 | 14 | 1
Energy Conservation (NREC) | Modernization (EEM) | OVEN | DUTCH | MFG KNIT FABRIC | 403 | 14 | 124 | 14 | 1
Energy Conservation (NREC) | Modernization (EEM) | OVEN | DUTCH | PRE-HEATING | 403 | 14 | 192 | 14 | 1
Energy Conservation (NREC) | Modernization (EEM) | OVEN | DUTCH | PREHEAT DIES | 403 | 14 | 275 | 14 | 1
Energy Conservation (NREC) | Modernization (EEM) | OVEN | DUTCH | REFINISHING | 403 | 14 | 579 | 14 | 1
Energy Conservation (NREC) | Modernization (EEM) | OVEN | DUTCH | RESEARCH OR TESTING | 403 | 14 | 431 | 14 | 1
Energy Conservation (NREC) | Modernization (EEM) | OVEN | DUTCH | SMOKING FOOD PROD. | 403 | 14 | 572 | 14 | 1
Energy Conservation (NREC) | Modernization (EEM) | OVEN | DUTCH | SOLUTION HT. TRT.ALM | 403 | 14 | 573 | 14 | 1
Energy Conservation (NREC) | Modernization (EEM) | OVEN | DUTCH | SOLUTION HT. TRT.MAG | 403 | 14 | 574 | 14 | 1
Energy Conservation (NREC) | Modernization (EEM) | OVEN | INDIRECT FIRED | PRE-HEATING | 404 | 14 | 192 | 14 | 1
Energy Conservation (NREC) | Modernization (EEM) | OVEN | INDIRECT FIRED | PREHEAT DIES | 404 | 14 | 275 | 14 | 1
Energy Conservation (NREC) | Modernization (EEM) | OVEN | INDIRECT FIRED | REFINISHING | 404 | 14 | 579 | 14 | 1
Energy Conservation (NREC) | Modernization (EEM) | OVEN | INDIRECT FIRED | RESEARCH OR TESTING | 404 | 14 | 431 | 14 | 1
Energy Conservation (NREC) | Modernization (EEM) | OVEN | INDIRECT FIRED | SMOKING FOOD PROD. | 404 | 14 | 572 | 14 | 1
Energy Conservation (NREC) | Modernization (EEM) | OVEN | INDIRECT FIRED | SOLUTION HT. TRT.ALM | 404 | 14 | 573 | 14 | 1
Energy Conservation (NREC) | Modernization (EEM) | OVEN | INDIRECT FIRED | SOLUTION HT. TRT.MAG | 404 | 14 | 574 | 14 | 1
Energy Conservation (NREC) | Modernization (EEM) | OVEN | INDIRECT FIRED-CONT. | AGE HARD. OF MAGNE. | 405 | 14 | 551 | 14 | 1
Energy Conservation (NREC) | Modernization (EEM) | OVEN | INDIRECT FIRED-CONT. | AGE HARDENING ALUMN | 405 | 14 | 550 | 14 | 1
Energy Conservation (NREC) | Modernization (EEM) | OVEN | INDIRECT FIRED-CONT. | BAKING LACQUER | 405 | 14 | 562 | 14 | 1
Energy Conservation (NREC) | Modernization (EEM) | OVEN | INDIRECT FIRED-CONT. | BAKING PAINT | 405 | 14 | 563 | 14 | 1
Energy Conservation (NREC) | Modernization (EEM) | OVEN | INDIRECT FIRED-CONT. | BAKING ROLLS | 405 | 14 | 575 | 14 | 1
Energy Conservation (NREC) | Modernization (EEM) | OVEN | INDIRECT FIRED-CONT. | BAKING SHELLAC | 405 | 14 | 564 | 14 | 1
Energy Conservation (NREC) | Modernization (EEM) | OVEN | INDIRECT FIRED-CONT. | BAKING VARNISH | 405 | 14 | 565 | 14 | 1
Energy Conservation (NREC) | Modernization (EEM) | OVEN | INDIRECT FIRED-CONT. | BAKING-BREAD | 405 | 14 | 552 | 14 | 1
Energy Conservation (NREC) | Modernization (EEM) | OVEN | INDIRECT FIRED-CONT. | BAKING-BUNNS | 405 | 14 | 553 | 14 | 1
Energy Conservation (NREC) | Modernization (EEM) | OVEN | INDIRECT FIRED-CONT. | BAKING-CAKE | 405 | 14 | 554 | 14 | 1
Energy Conservation (NREC) | Modernization (EEM) | OVEN | INDIRECT FIRED-CONT. | BAKING-COOKIES | 405 | 14 | 555 | 14 | 1
Energy Conservation (NREC) | Modernization (EEM) | OVEN | INDIRECT FIRED-CONT. | BAKING-CORES | 405 | 14 | 560 | 14 | 1
Energy Conservation (NREC) | Modernization (EEM) | OVEN | INDIRECT FIRED-CONT. | BAKING-CRACKERS | 405 | 14 | 556 | 14 | 1
Energy Conservation (NREC) | Modernization (EEM) | OVEN | INDIRECT FIRED-CONT. | BAKING-FOOD PROD. | 405 | 14 | 561 | 14 | 1
Energy Conservation (NREC) | Modernization (EEM) | OVEN | INDIRECT FIRED-CONT. | BAKING-MUFFINS | 405 | 14 | 557 | 14 | 1
Energy Conservation (NREC) | Modernization (EEM) | OVEN | INDIRECT FIRED-CONT. | BAKING-PASTRY | 405 | 14 | 558 | 14 | 1
Energy Conservation (NREC) | Modernization (EEM) | OVEN | INDIRECT FIRED-CONT. | BAKING-PIE | 405 | 14 | 559 | 14 | 1
Energy Conservation (NREC) | Modernization (EEM) | OVEN | INDIRECT FIRED-CONT. | BONDING | 405 | 14 | 578 | 14 | 1
Energy Conservation (NREC) | Modernization (EEM) | OVEN | INDIRECT FIRED-CONT. | BURN OFF | 405 | 14 | 566 | 14 | 1
Energy Conservation (NREC) | Modernization (EEM) | OVEN | INDIRECT FIRED-CONT. | CURING COATINGS | 405 | 14 | 567 | 14 | 1
Energy Conservation (NREC) | Modernization (EEM) | OVEN | INDIRECT FIRED-CONT. | CURING MOLDS | 405 | 14 | 568 | 14 | 1
Energy Conservation (NREC) | Modernization (EEM) | OVEN | INDIRECT FIRED-CONT. | CURING PER. PRES.TEX | 405 | 14 | 569 | 14 | 1
Energy Conservation (NREC) | Modernization (EEM) | OVEN | INDIRECT FIRED-CONT. | CURING PLASTICS | 405 | 14 | 570 | 14 | 1
Energy Conservation (NREC) | Modernization (EEM) | OVEN | INDIRECT FIRED-CONT. | CURING PROCESS | 405 | 14 | 571 | 14 | 1
Energy Conservation (NREC) | Modernization (EEM) | OVEN | INDIRECT FIRED-CONT. | DRYING | 405 | 14 | 270 | 14 | 1
Energy Conservation (NREC) | Modernization (EEM) | OVEN | INDIRECT FIRED-CONT. | ELEC. FOOD PROC. | 405 | 14 | 576 | 14 | 1
Energy Conservation (NREC) | Modernization (EEM) | OVEN | INDIRECT FIRED-CONT. | FOOD PREPARATION | 405 | 14 | 436 | 14 | 1
Energy Conservation (NREC) | Modernization (EEM) | OVEN | INDIRECT FIRED-CONT. | FORMING PLASTICS | 405 | 14 | 577 | 14 | 1
Energy Conservation (NREC) | Modernization (EEM) | OVEN | INDIRECT FIRED-CONT. | MFG KNIT FABRIC | 405 | 14 | 124 | 14 | 1
Energy Conservation (NREC) | Modernization (EEM) | OVEN | INDIRECT FIRED-CONT. | PRE-HEATING | 405 | 14 | 192 | 14 | 1
Energy Conservation (NREC) | Modernization (EEM) | OVEN | INDIRECT FIRED-CONT. | PREHEAT DIES | 405 | 14 | 275 | 14 | 1
Energy Conservation (NREC) | Modernization (EEM) | OVEN | INDIRECT FIRED-CONT. | REFINISHING | 405 | 14 | 579 | 14 | 1
Energy Conservation (NREC) | Modernization (EEM) | OVEN | INDIRECT FIRED-CONT. | RESEARCH OR TESTING | 405 | 14 | 431 | 14 | 1
Energy Conservation (NREC) | Modernization (EEM) | OVEN | INDIRECT FIRED-CONT. | SMOKING FOOD PROD. | 405 | 14 | 572 | 14 | 1
Energy Conservation (NREC) | Modernization (EEM) | OVEN | INDIRECT FIRED-CONT. | SOLUTION HT. TRT.ALM | 405 | 14 | 573 | 14 | 1
Energy Conservation (NREC) | Modernization (EEM) | OVEN | INDIRECT FIRED-CONT. | SOLUTION HT. TRT.MAG | 405 | 14 | 574 | 14 | 1
Energy Conservation (NREC) | Modernization (EEM) | OVEN | RADIANT TUBE | PRE-HEATING | 406 | 14 | 192 | 14 | 1
Energy Conservation (NREC) | Modernization (EEM) | OVEN | RADIANT TUBE | PREHEAT DIES | 406 | 14 | 275 | 14 | 1
Energy Conservation (NREC) | Modernization (EEM) | OVEN | RADIANT TUBE | REFINISHING | 406 | 14 | 579 | 14 | 1
Energy Conservation (NREC) | Modernization (EEM) | OVEN | RADIANT TUBE | RESEARCH OR TESTING | 406 | 14 | 431 | 14 | 1
Energy Conservation (NREC) | Modernization (EEM) | OVEN | RADIANT TUBE | SMOKING FOOD PROD. | 406 | 14 | 572 | 14 | 1
Energy Conservation (NREC) | Modernization (EEM) | OVEN | RADIANT TUBE | SOLUTION HT. TRT.ALM | 406 | 14 | 573 | 14 | 1
Energy Conservation (NREC) | Modernization (EEM) | OVEN | RADIANT TUBE | SOLUTION HT. TRT.MAG | 406 | 14 | 574 | 14 | 1
Energy Conservation (NREC) | Modernization (EEM) | OVEN | REVOLVING TRAY | AGE HARD. OF MAGNE. | 407 | 14 | 551 | 14 | 1
Energy Conservation (NREC) | Modernization (EEM) | OVEN | REVOLVING TRAY | AGE HARDENING ALUMN | 407 | 14 | 550 | 14 | 1
Energy Conservation (NREC) | Modernization (EEM) | OVEN | REVOLVING TRAY | BAKING LACQUER | 407 | 14 | 562 | 14 | 1
Energy Conservation (NREC) | Modernization (EEM) | OVEN | REVOLVING TRAY | BAKING PAINT | 407 | 14 | 563 | 14 | 1
Energy Conservation (NREC) | Modernization (EEM) | OVEN | REVOLVING TRAY | BAKING ROLLS | 407 | 14 | 575 | 14 | 1
Energy Conservation (NREC) | Modernization (EEM) | OVEN | REVOLVING TRAY | BAKING SHELLAC | 407 | 14 | 564 | 14 | 1
Energy Conservation (NREC) | Modernization (EEM) | OVEN | REVOLVING TRAY | BAKING VARNISH | 407 | 14 | 565 | 14 | 1
Energy Conservation (NREC) | Modernization (EEM) | OVEN | REVOLVING TRAY | BAKING-BREAD | 407 | 14 | 552 | 14 | 1
Energy Conservation (NREC) | Modernization (EEM) | OVEN | REVOLVING TRAY | BAKING-BUNNS | 407 | 14 | 553 | 14 | 1
Energy Conservation (NREC) | Modernization (EEM) | OVEN | REVOLVING TRAY | BAKING-CAKE | 407 | 14 | 554 | 14 | 1
Energy Conservation (NREC) | Modernization (EEM) | OVEN | REVOLVING TRAY | BAKING-COOKIES | 407 | 14 | 555 | 14 | 1
Energy Conservation (NREC) | Modernization (EEM) | OVEN | REVOLVING TRAY | BAKING-CORES | 407 | 14 | 560 | 14 | 1
Energy Conservation (NREC) | Modernization (EEM) | OVEN | REVOLVING TRAY | BAKING-CRACKERS | 407 | 14 | 556 | 14 | 1
Energy Conservation (NREC) | Modernization (EEM) | OVEN | REVOLVING TRAY | BAKING-FOOD PROD. | 407 | 14 | 561 | 14 | 1
Energy Conservation (NREC) | Modernization (EEM) | OVEN | REVOLVING TRAY | BAKING-MUFFINS | 407 | 14 | 557 | 14 | 1
Energy Conservation (NREC) | Modernization (EEM) | OVEN | REVOLVING TRAY | BAKING-PASTRY | 407 | 14 | 558 | 14 | 1
Energy Conservation (NREC) | Modernization (EEM) | OVEN | REVOLVING TRAY | BAKING-PIE | 407 | 14 | 559 | 14 | 1
Energy Conservation (NREC) | Modernization (EEM) | OVEN | REVOLVING TRAY | BONDING | 407 | 14 | 578 | 14 | 1
Energy Conservation (NREC) | Modernization (EEM) | OVEN | REVOLVING TRAY | BURN OFF | 407 | 14 | 566 | 14 | 1
Energy Conservation (NREC) | Modernization (EEM) | OVEN | REVOLVING TRAY | CURING COATINGS | 407 | 14 | 567 | 14 | 1
Energy Conservation (NREC) | Modernization (EEM) | OVEN | REVOLVING TRAY | CURING MOLDS | 407 | 14 | 568 | 14 | 1
Energy Conservation (NREC) | Modernization (EEM) | OVEN | REVOLVING TRAY | CURING PER. PRES.TEX | 407 | 14 | 569 | 14 | 1
Energy Conservation (NREC) | Modernization (EEM) | OVEN | REVOLVING TRAY | CURING PLASTICS | 407 | 14 | 570 | 14 | 1
Energy Conservation (NREC) | Modernization (EEM) | OVEN | REVOLVING TRAY | CURING PROCESS | 407 | 14 | 571 | 14 | 1
Energy Conservation (NREC) | Modernization (EEM) | OVEN | REVOLVING TRAY | DRYING | 407 | 14 | 270 | 14 | 1
Energy Conservation (NREC) | Modernization (EEM) | OVEN | REVOLVING TRAY | ELEC. FOOD PROC. | 407 | 14 | 576 | 14 | 1
Energy Conservation (NREC) | Modernization (EEM) | OVEN | REVOLVING TRAY | FOOD PREPARATION | 407 | 14 | 436 | 14 | 1
Energy Conservation (NREC) | Modernization (EEM) | OVEN | REVOLVING TRAY | FORMING PLASTICS | 407 | 14 | 577 | 14 | 1
Energy Conservation (NREC) | Modernization (EEM) | OVEN | REVOLVING TRAY | MFG KNIT FABRIC | 407 | 14 | 124 | 14 | 1
Energy Conservation (NREC) | Modernization (EEM) | OVEN | REVOLVING TRAY | PRE-HEATING | 407 | 14 | 192 | 14 | 1
Energy Conservation (NREC) | Modernization (EEM) | OVEN | REVOLVING TRAY | PREHEAT DIES | 407 | 14 | 275 | 14 | 1
Energy Conservation (NREC) | Modernization (EEM) | OVEN | REVOLVING TRAY | REFINISHING | 407 | 14 | 579 | 14 | 1
Energy Conservation (NREC) | Modernization (EEM) | OVEN | REVOLVING TRAY | RESEARCH OR TESTING | 407 | 14 | 431 | 14 | 1
Energy Conservation (NREC) | Modernization (EEM) | OVEN | REVOLVING TRAY | SMOKING FOOD PROD. | 407 | 14 | 572 | 14 | 1
Energy Conservation (NREC) | Modernization (EEM) | OVEN | REVOLVING TRAY | SOLUTION HT. TRT.ALM | 407 | 14 | 573 | 14 | 1
Energy Conservation (NREC) | Modernization (EEM) | OVEN | REVOLVING TRAY | SOLUTION HT. TRT.MAG | 407 | 14 | 574 | 14 | 1
Energy Conservation (NREC) | Modernization (EEM) | OVEN | SMOKE HOUSE | AGE HARD. OF MAGNE. | 408 | 14 | 551 | 14 | 1
Energy Conservation (NREC) | Modernization (EEM) | OVEN | SMOKE HOUSE | AGE HARDENING ALUMN | 408 | 14 | 550 | 14 | 1
Energy Conservation (NREC) | Modernization (EEM) | OVEN | SMOKE HOUSE | BAKING LACQUER | 408 | 14 | 562 | 14 | 1
Energy Conservation (NREC) | Modernization (EEM) | OVEN | SMOKE HOUSE | BAKING PAINT | 408 | 14 | 563 | 14 | 1
Energy Conservation (NREC) | Modernization (EEM) | OVEN | SMOKE HOUSE | BAKING ROLLS | 408 | 14 | 575 | 14 | 1
Energy Conservation (NREC) | Modernization (EEM) | OVEN | SMOKE HOUSE | BAKING SHELLAC | 408 | 14 | 564 | 14 | 1
Energy Conservation (NREC) | Modernization (EEM) | OVEN | SMOKE HOUSE | BAKING VARNISH | 408 | 14 | 565 | 14 | 1
Energy Conservation (NREC) | Modernization (EEM) | OVEN | SMOKE HOUSE | BAKING-BREAD | 408 | 14 | 552 | 14 | 1
Energy Conservation (NREC) | Modernization (EEM) | OVEN | SMOKE HOUSE | BAKING-BUNNS | 408 | 14 | 553 | 14 | 1
Energy Conservation (NREC) | Modernization (EEM) | OVEN | SMOKE HOUSE | BAKING-CAKE | 408 | 14 | 554 | 14 | 1
Energy Conservation (NREC) | Modernization (EEM) | OVEN | SMOKE HOUSE | BAKING-COOKIES | 408 | 14 | 555 | 14 | 1
Energy Conservation (NREC) | Modernization (EEM) | OVEN | SMOKE HOUSE | BAKING-CORES | 408 | 14 | 560 | 14 | 1
Energy Conservation (NREC) | Modernization (EEM) | OVEN | SMOKE HOUSE | BAKING-CRACKERS | 408 | 14 | 556 | 14 | 1
Energy Conservation (NREC) | Modernization (EEM) | OVEN | SMOKE HOUSE | BAKING-FOOD PROD. | 408 | 14 | 561 | 14 | 1
Energy Conservation (NREC) | Modernization (EEM) | OVEN | SMOKE HOUSE | BAKING-MUFFINS | 408 | 14 | 557 | 14 | 1
Energy Conservation (NREC) | Modernization (EEM) | OVEN | SMOKE HOUSE | BAKING-PASTRY | 408 | 14 | 558 | 14 | 1
Energy Conservation (NREC) | Modernization (EEM) | OVEN | SMOKE HOUSE | BAKING-PIE | 408 | 14 | 559 | 14 | 1
Energy Conservation (NREC) | Modernization (EEM) | OVEN | SMOKE HOUSE | BONDING | 408 | 14 | 578 | 14 | 1
Energy Conservation (NREC) | Modernization (EEM) | OVEN | SMOKE HOUSE | BURN OFF | 408 | 14 | 566 | 14 | 1
Energy Conservation (NREC) | Modernization (EEM) | OVEN | SMOKE HOUSE | CURING COATINGS | 408 | 14 | 567 | 14 | 1
Energy Conservation (NREC) | Modernization (EEM) | OVEN | SMOKE HOUSE | CURING MOLDS | 408 | 14 | 568 | 14 | 1
Energy Conservation (NREC) | Modernization (EEM) | OVEN | SMOKE HOUSE | CURING PER. PRES.TEX | 408 | 14 | 569 | 14 | 1
Energy Conservation (NREC) | Modernization (EEM) | OVEN | SMOKE HOUSE | CURING PLASTICS | 408 | 14 | 570 | 14 | 1
Energy Conservation (NREC) | Modernization (EEM) | OVEN | SMOKE HOUSE | CURING PROCESS | 408 | 14 | 571 | 14 | 1
Energy Conservation (NREC) | Modernization (EEM) | OVEN | SMOKE HOUSE | DRYING | 408 | 14 | 270 | 14 | 1
Energy Conservation (NREC) | Modernization (EEM) | OVEN | SMOKE HOUSE | ELEC. FOOD PROC. | 408 | 14 | 576 | 14 | 1
Energy Conservation (NREC) | Modernization (EEM) | OVEN | SMOKE HOUSE | FOOD PREPARATION | 408 | 14 | 436 | 14 | 1
Energy Conservation (NREC) | Modernization (EEM) | OVEN | SMOKE HOUSE | FORMING PLASTICS | 408 | 14 | 577 | 14 | 1
Energy Conservation (NREC) | Modernization (EEM) | OVEN | SMOKE HOUSE | MFG KNIT FABRIC | 408 | 14 | 124 | 14 | 1
Energy Conservation (NREC) | Modernization (EEM) | OVEN | SMOKE HOUSE | PRE-HEATING | 408 | 14 | 192 | 14 | 1
Energy Conservation (NREC) | Modernization (EEM) | OVEN | SMOKE HOUSE | PREHEAT DIES | 408 | 14 | 275 | 14 | 1
Energy Conservation (NREC) | Modernization (EEM) | OVEN | SMOKE HOUSE | REFINISHING | 408 | 14 | 579 | 14 | 1
Energy Conservation (NREC) | Modernization (EEM) | OVEN | SMOKE HOUSE | RESEARCH OR TESTING | 408 | 14 | 431 | 14 | 1
Energy Conservation (NREC) | Modernization (EEM) | OVEN | SMOKE HOUSE | SMOKING FOOD PROD. | 408 | 14 | 572 | 14 | 1
Energy Conservation (NREC) | Modernization (EEM) | OVEN | SMOKE HOUSE | SOLUTION HT. TRT.ALM | 408 | 14 | 573 | 14 | 1
Energy Conservation (NREC) | Modernization (EEM) | OVEN | SMOKE HOUSE | SOLUTION HT. TRT.MAG | 408 | 14 | 574 | 14 | 1
Energy Conservation (NREC) | Modernization (EEM) | TANK | ASPHALT | CLEANING | 480 | 18 | 700 | 14 | 1
Energy Conservation (NREC) | Modernization (EEM) | TANK | ASPHALT | CLEANING METAL | 480 | 18 | 701 | 14 | 1
Energy Conservation (NREC) | Modernization (EEM) | TANK | ASPHALT | CURING | 480 | 18 | 702 | 14 | 1
Energy Conservation (NREC) | Modernization (EEM) | TANK | ASPHALT | ETCHING | 480 | 18 | 711 | 14 | 1
Energy Conservation (NREC) | Modernization (EEM) | TANK | ASPHALT | GALVANIZING STEEL | 480 | 18 | 703 | 14 | 1
Energy Conservation (NREC) | Modernization (EEM) | TANK | ASPHALT | HEATING ASPHALT | 480 | 18 | 704 | 14 | 1
Energy Conservation (NREC) | Modernization (EEM) | TANK | ASPHALT | HOT RINSE | 480 | 18 | 705 | 14 | 1
Energy Conservation (NREC) | Modernization (EEM) | TANK | ASPHALT | LAB TESTING | 480 | 18 | 501 | 14 | 1
Energy Conservation (NREC) | Modernization (EEM) | TANK | ASPHALT | MELTING GLASS | 480 | 18 | 706 | 14 | 1
Energy Conservation (NREC) | Modernization (EEM) | TANK | ASPHALT | METAL PLATE | 480 | 18 | 707 | 14 | 1
Energy Conservation (NREC) | Modernization (EEM) | TANK | ASPHALT | PHOSPHATIZING STEEL | 480 | 18 | 708 | 14 | 1
Energy Conservation (NREC) | Modernization (EEM) | TANK | ASPHALT | PICKLING STEEL | 480 | 18 | 709 | 14 | 1
Energy Conservation (NREC) | Modernization (EEM) | TANK | ASPHALT | QUENCHING-HT. TRTING | 480 | 18 | 710 | 14 | 1
Energy Conservation (NREC) | Modernization (EEM) | TANK | BOILOUT | CLEANING | 492 | 18 | 700 | 14 | 1
Energy Conservation (NREC) | Modernization (EEM) | TANK | BOILOUT | CLEANING METAL | 492 | 18 | 701 | 14 | 1
Energy Conservation (NREC) | Modernization (EEM) | TANK | BOILOUT | CURING | 492 | 18 | 702 | 14 | 1
Energy Conservation (NREC) | Modernization (EEM) | TANK | BOILOUT | ETCHING | 492 | 18 | 711 | 14 | 1
Energy Conservation (NREC) | Modernization (EEM) | TANK | BOILOUT | GALVANIZING STEEL | 492 | 18 | 703 | 14 | 1
Energy Conservation (NREC) | Modernization (EEM) | TANK | BOILOUT | HEATING ASPHALT | 492 | 18 | 704 | 14 | 1
Energy Conservation (NREC) | Modernization (EEM) | TANK | BOILOUT | HOT RINSE | 492 | 18 | 705 | 14 | 1
Energy Conservation (NREC) | Modernization (EEM) | TANK | BOILOUT | LAB TESTING | 492 | 18 | 501 | 14 | 1
Energy Conservation (NREC) | Modernization (EEM) | TANK | BOILOUT | MELTING GLASS | 492 | 18 | 706 | 14 | 1
Energy Conservation (NREC) | Modernization (EEM) | TANK | BOILOUT | METAL PLATE | 492 | 18 | 707 | 14 | 1
Energy Conservation (NREC) | Modernization (EEM) | TANK | BOILOUT | PHOSPHATIZING STEEL | 492 | 18 | 708 | 14 | 1
Energy Conservation (NREC) | Modernization (EEM) | TANK | BOILOUT | PICKLING STEEL | 492 | 18 | 709 | 14 | 1
Energy Conservation (NREC) | Modernization (EEM) | TANK | BOILOUT | QUENCHING-HT. TRTING | 492 | 18 | 710 | 14 | 1
Energy Conservation (NREC) | Modernization (EEM) | TANK | DAY GLASS | CLEANING | 481 | 18 | 700 | 14 | 1
Energy Conservation (NREC) | Modernization (EEM) | TANK | DAY GLASS | CLEANING METAL | 481 | 18 | 701 | 14 | 1
Energy Conservation (NREC) | Modernization (EEM) | TANK | DAY GLASS | CURING | 481 | 18 | 702 | 14 | 1
Energy Conservation (NREC) | Modernization (EEM) | TANK | DAY GLASS | ETCHING | 481 | 18 | 711 | 14 | 1
Energy Conservation (NREC) | Modernization (EEM) | TANK | DAY GLASS | GALVANIZING STEEL | 481 | 18 | 703 | 14 | 1
Energy Conservation (NREC) | Modernization (EEM) | TANK | DAY GLASS | HEATING ASPHALT | 481 | 18 | 704 | 14 | 1
Energy Conservation (NREC) | Modernization (EEM) | TANK | DAY GLASS | HOT RINSE | 481 | 18 | 705 | 14 | 1
Energy Conservation (NREC) | Modernization (EEM) | TANK | DAY GLASS | LAB TESTING | 481 | 18 | 501 | 14 | 1
Energy Conservation (NREC) | Modernization (EEM) | TANK | DAY GLASS | MELTING GLASS | 481 | 18 | 706 | 14 | 1
Energy Conservation (NREC) | Modernization (EEM) | TANK | DAY GLASS | METAL PLATE | 481 | 18 | 707 | 14 | 1
Energy Conservation (NREC) | Modernization (EEM) | TANK | DAY GLASS | PHOSPHATIZING STEEL | 481 | 18 | 708 | 14 | 1
Energy Conservation (NREC) | Modernization (EEM) | TANK | DAY GLASS | PICKLING STEEL | 481 | 18 | 709 | 14 | 1
Energy Conservation (NREC) | Modernization (EEM) | TANK | DAY GLASS | QUENCHING-HT. TRTING | 481 | 18 | 710 | 14 | 1
Energy Conservation (NREC) | Modernization (EEM) | TANK | DEGREASER | CLEANING | 482 | 18 | 700 | 14 | 1
Energy Conservation (NREC) | Modernization (EEM) | TANK | DEGREASER | CLEANING METAL | 482 | 18 | 701 | 14 | 1
Energy Conservation (NREC) | Modernization (EEM) | TANK | DEGREASER | CURING | 482 | 18 | 702 | 14 | 1
Energy Conservation (NREC) | Modernization (EEM) | TANK | DEGREASER | ETCHING | 482 | 18 | 711 | 14 | 1
Energy Conservation (NREC) | Modernization (EEM) | TANK | DEGREASER | GALVANIZING STEEL | 482 | 18 | 703 | 14 | 1
Energy Conservation (NREC) | Modernization (EEM) | TANK | DEGREASER | HEATING ASPHALT | 482 | 18 | 704 | 14 | 1
Energy Conservation (NREC) | Modernization (EEM) | TANK | DEGREASER | HOT RINSE | 482 | 18 | 705 | 14 | 1
Energy Conservation (NREC) | Modernization (EEM) | TANK | DEGREASER | LAB TESTING | 482 | 18 | 501 | 14 | 1
Energy Conservation (NREC) | Modernization (EEM) | TANK | DEGREASER | MELTING GLASS | 482 | 18 | 706 | 14 | 1
Energy Conservation (NREC) | Modernization (EEM) | TANK | DEGREASER | METAL PLATE | 482 | 18 | 707 | 14 | 1
Energy Conservation (NREC) | Modernization (EEM) | TANK | DEGREASER | PHOSPHATIZING STEEL | 482 | 18 | 708 | 14 | 1
Energy Conservation (NREC) | Modernization (EEM) | TANK | DEGREASER | PICKLING STEEL | 482 | 18 | 709 | 14 | 1
Energy Conservation (NREC) | Modernization (EEM) | TANK | DEGREASER | QUENCHING-HT. TRTING | 482 | 18 | 710 | 14 | 1
Energy Conservation (NREC) | Modernization (EEM) | TANK | DIRECT FIRED | CLEANING | 400 | 18 | 700 | 14 | 1
Energy Conservation (NREC) | Modernization (EEM) | TANK | DIRECT FIRED | CLEANING METAL | 400 | 18 | 701 | 14 | 1
Energy Conservation (NREC) | Modernization (EEM) | TANK | DIRECT FIRED | CURING | 400 | 18 | 702 | 14 | 1
Energy Conservation (NREC) | Modernization (EEM) | TANK | DIRECT FIRED | ETCHING | 400 | 18 | 711 | 14 | 1
Energy Conservation (NREC) | Modernization (EEM) | TANK | DIRECT FIRED | GALVANIZING STEEL | 400 | 18 | 703 | 14 | 1
Energy Conservation (NREC) | Modernization (EEM) | TANK | DIRECT FIRED | HEATING ASPHALT | 400 | 18 | 704 | 14 | 1
Energy Conservation (NREC) | Modernization (EEM) | TANK | DIRECT FIRED | HOT RINSE | 400 | 18 | 705 | 14 | 1
Energy Conservation (NREC) | Modernization (EEM) | TANK | DIRECT FIRED | LAB TESTING | 400 | 18 | 501 | 14 | 1
Energy Conservation (NREC) | Modernization (EEM) | TANK | DIRECT FIRED | MELTING GLASS | 400 | 18 | 706 | 14 | 1
Energy Conservation (NREC) | Modernization (EEM) | TANK | DIRECT FIRED | METAL PLATE | 400 | 18 | 707 | 14 | 1
Energy Conservation (NREC) | Modernization (EEM) | TANK | DIRECT FIRED | PHOSPHATIZING STEEL | 400 | 18 | 708 | 14 | 1
Energy Conservation (NREC) | Modernization (EEM) | TANK | DIRECT FIRED | PICKLING STEEL | 400 | 18 | 709 | 14 | 1
Energy Conservation (NREC) | Modernization (EEM) | TANK | DIRECT FIRED | QUENCHING-HT. TRTING | 400 | 18 | 710 | 14 | 1
Energy Conservation (NREC) | Modernization (EEM) | TANK | GALVANIZING | CLEANING | 483 | 18 | 700 | 14 | 1
Energy Conservation (NREC) | Modernization (EEM) | TANK | GALVANIZING | CLEANING METAL | 483 | 18 | 701 | 14 | 1
Energy Conservation (NREC) | Modernization (EEM) | TANK | GALVANIZING | CURING | 483 | 18 | 702 | 14 | 1
Energy Conservation (NREC) | Modernization (EEM) | TANK | GALVANIZING | ETCHING | 483 | 18 | 711 | 14 | 1
Energy Conservation (NREC) | Modernization (EEM) | TANK | GALVANIZING | GALVANIZING STEEL | 483 | 18 | 703 | 14 | 1
Energy Conservation (NREC) | Modernization (EEM) | TANK | GALVANIZING | HEATING ASPHALT | 483 | 18 | 704 | 14 | 1
Energy Conservation (NREC) | Modernization (EEM) | TANK | GALVANIZING | HOT RINSE | 483 | 18 | 705 | 14 | 1
Energy Conservation (NREC) | Modernization (EEM) | TANK | GALVANIZING | LAB TESTING | 483 | 18 | 501 | 14 | 1
Energy Conservation (NREC) | Modernization (EEM) | TANK | GALVANIZING | MELTING GLASS | 483 | 18 | 706 | 14 | 1
Energy Conservation (NREC) | Modernization (EEM) | TANK | GALVANIZING | METAL PLATE | 483 | 18 | 707 | 14 | 1
Energy Conservation (NREC) | Modernization (EEM) | TANK | GALVANIZING | PHOSPHATIZING STEEL | 483 | 18 | 708 | 14 | 1
Energy Conservation (NREC) | Modernization (EEM) | TANK | GALVANIZING | PICKLING STEEL | 483 | 18 | 709 | 14 | 1
Energy Conservation (NREC) | Modernization (EEM) | TANK | GALVANIZING | QUENCHING-HT. TRTING | 483 | 18 | 710 | 14 | 1
Energy Conservation (NREC) | Modernization (EEM) | TANK | GLASS | CLEANING | 484 | 18 | 700 | 14 | 1
Energy Conservation (NREC) | Modernization (EEM) | TANK | GLASS | CLEANING METAL | 484 | 18 | 701 | 14 | 1
Energy Conservation (NREC) | Modernization (EEM) | TANK | GLASS | CURING | 484 | 18 | 702 | 14 | 1
Energy Conservation (NREC) | Modernization (EEM) | TANK | GLASS | ETCHING | 484 | 18 | 711 | 14 | 1
Energy Conservation (NREC) | Modernization (EEM) | TANK | GLASS | GALVANIZING STEEL | 484 | 18 | 703 | 14 | 1
Energy Conservation (NREC) | Modernization (EEM) | TANK | GLASS | HEATING ASPHALT | 484 | 18 | 704 | 14 | 1
Energy Conservation (NREC) | Modernization (EEM) | TANK | GLASS | HOT RINSE | 484 | 18 | 705 | 14 | 1
Energy Conservation (NREC) | Modernization (EEM) | TANK | GLASS | LAB TESTING | 484 | 18 | 501 | 14 | 1
Energy Conservation (NREC) | Modernization (EEM) | TANK | GLASS | MELTING GLASS | 484 | 18 | 706 | 14 | 1
Energy Conservation (NREC) | Modernization (EEM) | TANK | GLASS | METAL PLATE | 484 | 18 | 707 | 14 | 1
Energy Conservation (NREC) | Modernization (EEM) | TANK | GLASS | PHOSPHATIZING STEEL | 484 | 18 | 708 | 14 | 1
Energy Conservation (NREC) | Modernization (EEM) | TANK | GLASS | PICKLING STEEL | 484 | 18 | 709 | 14 | 1
Energy Conservation (NREC) | Modernization (EEM) | TANK | GLASS | QUENCHING-HT. TRTING | 484 | 18 | 710 | 14 | 1
Energy Conservation (NREC) | Modernization (EEM) | TANK | LEAD | CLEANING | 485 | 18 | 700 | 14 | 1
Energy Conservation (NREC) | Modernization (EEM) | TANK | LEAD | CLEANING METAL | 485 | 18 | 701 | 14 | 1
Energy Conservation (NREC) | Modernization (EEM) | TANK | LEAD | CURING | 485 | 18 | 702 | 14 | 1
Energy Conservation (NREC) | Modernization (EEM) | TANK | LEAD | ETCHING | 485 | 18 | 711 | 14 | 1
Energy Conservation (NREC) | Modernization (EEM) | TANK | LEAD | GALVANIZING STEEL | 485 | 18 | 703 | 14 | 1
Energy Conservation (NREC) | Modernization (EEM) | TANK | LEAD | HEATING ASPHALT | 485 | 18 | 704 | 14 | 1
Energy Conservation (NREC) | Modernization (EEM) | TANK | LEAD | HOT RINSE | 485 | 18 | 705 | 14 | 1
Energy Conservation (NREC) | Modernization (EEM) | TANK | LEAD | LAB TESTING | 485 | 18 | 501 | 14 | 1
Energy Conservation (NREC) | Modernization (EEM) | TANK | LEAD | MELTING GLASS | 485 | 18 | 706 | 14 | 1
Energy Conservation (NREC) | Modernization (EEM) | TANK | LEAD | METAL PLATE | 485 | 18 | 707 | 14 | 1
Energy Conservation (NREC) | Modernization (EEM) | TANK | LEAD | PHOSPHATIZING STEEL | 485 | 18 | 708 | 14 | 1
Energy Conservation (NREC) | Modernization (EEM) | TANK | LEAD | PICKLING STEEL | 485 | 18 | 709 | 14 | 1
Energy Conservation (NREC) | Modernization (EEM) | TANK | LEAD | QUENCHING-HT. TRTING | 485 | 18 | 710 | 14 | 1
Energy Conservation (NREC) | Modernization (EEM) | TANK | PICKLE | CLEANING | 486 | 18 | 700 | 14 | 1
Energy Conservation (NREC) | Modernization (EEM) | TANK | PICKLE | CLEANING METAL | 486 | 18 | 701 | 14 | 1
Energy Conservation (NREC) | Modernization (EEM) | TANK | PICKLE | CURING | 486 | 18 | 702 | 14 | 1
Energy Conservation (NREC) | Modernization (EEM) | TANK | PICKLE | ETCHING | 486 | 18 | 711 | 14 | 1
Energy Conservation (NREC) | Modernization (EEM) | TANK | PICKLE | GALVANIZING STEEL | 486 | 18 | 703 | 14 | 1
Energy Conservation (NREC) | Modernization (EEM) | TANK | PICKLE | HEATING ASPHALT | 486 | 18 | 704 | 14 | 1
Energy Conservation (NREC) | Modernization (EEM) | TANK | PICKLE | HOT RINSE | 486 | 18 | 705 | 14 | 1
Energy Conservation (NREC) | Modernization (EEM) | TANK | PICKLE | LAB TESTING | 486 | 18 | 501 | 14 | 1
Energy Conservation (NREC) | Modernization (EEM) | TANK | PICKLE | MELTING GLASS | 486 | 18 | 706 | 14 | 1
Energy Conservation (NREC) | Modernization (EEM) | TANK | PICKLE | METAL PLATE | 486 | 18 | 707 | 14 | 1
Energy Conservation (NREC) | Modernization (EEM) | TANK | PICKLE | PHOSPHATIZING STEEL | 486 | 18 | 708 | 14 | 1
Energy Conservation (NREC) | Modernization (EEM) | TANK | PICKLE | PICKLING STEEL | 486 | 18 | 709 | 14 | 1
Energy Conservation (NREC) | Modernization (EEM) | TANK | PICKLE | QUENCHING-HT. TRTING | 486 | 18 | 710 | 14 | 1
Energy Conservation (NREC) | Modernization (EEM) | TANK | PLATING | CLEANING | 487 | 18 | 700 | 14 | 1
Energy Conservation (NREC) | Modernization (EEM) | TANK | PLATING | CLEANING METAL | 487 | 18 | 701 | 14 | 1
Energy Conservation (NREC) | Modernization (EEM) | TANK | PLATING | CURING | 487 | 18 | 702 | 14 | 1
Energy Conservation (NREC) | Modernization (EEM) | TANK | PLATING | ETCHING | 487 | 18 | 711 | 14 | 1
Energy Conservation (NREC) | Modernization (EEM) | TANK | PLATING | GALVANIZING STEEL | 487 | 18 | 703 | 14 | 1
Energy Conservation (NREC) | Modernization (EEM) | TANK | PLATING | HEATING ASPHALT | 487 | 18 | 704 | 14 | 1
Energy Conservation (NREC) | Modernization (EEM) | TANK | PLATING | HOT RINSE | 487 | 18 | 705 | 14 | 1
Energy Conservation (NREC) | Modernization (EEM) | TANK | PLATING | LAB TESTING | 487 | 18 | 501 | 14 | 1
Energy Conservation (NREC) | Modernization (EEM) | TANK | PLATING | MELTING GLASS | 487 | 18 | 706 | 14 | 1
Energy Conservation (NREC) | Modernization (EEM) | TANK | PLATING | METAL PLATE | 487 | 18 | 707 | 14 | 1
Energy Conservation (NREC) | Modernization (EEM) | TANK | PLATING | PHOSPHATIZING STEEL | 487 | 18 | 708 | 14 | 1
Energy Conservation (NREC) | Modernization (EEM) | TANK | PLATING | PICKLING STEEL | 487 | 18 | 709 | 14 | 1
Energy Conservation (NREC) | Modernization (EEM) | TANK | PLATING | QUENCHING-HT. TRTING | 487 | 18 | 710 | 14 | 1
Energy Conservation (NREC) | Modernization (EEM) | TANK | SOLN.- IMMERSION TUBE | CLEANING | 488 | 18 | 700 | 14 | 1
Energy Conservation (NREC) | Modernization (EEM) | TANK | SOLN.- IMMERSION TUBE | CLEANING METAL | 488 | 18 | 701 | 14 | 1
Energy Conservation (NREC) | Modernization (EEM) | TANK | SOLN.- IMMERSION TUBE | CURING | 488 | 18 | 702 | 14 | 1
Energy Conservation (NREC) | Modernization (EEM) | TANK | SOLN.- IMMERSION TUBE | ETCHING | 488 | 18 | 711 | 14 | 1
Energy Conservation (NREC) | Modernization (EEM) | TANK | SOLN.- IMMERSION TUBE | GALVANIZING STEEL | 488 | 18 | 703 | 14 | 1
Energy Conservation (NREC) | Modernization (EEM) | TANK | SOLN.- IMMERSION TUBE | HEATING ASPHALT | 488 | 18 | 704 | 14 | 1
Energy Conservation (NREC) | Modernization (EEM) | TANK | SOLN.- IMMERSION TUBE | HOT RINSE | 488 | 18 | 705 | 14 | 1
Energy Conservation (NREC) | Modernization (EEM) | TANK | SOLN.- IMMERSION TUBE | LAB TESTING | 488 | 18 | 501 | 14 | 1
Energy Conservation (NREC) | Modernization (EEM) | TANK | SOLN.- IMMERSION TUBE | MELTING GLASS | 488 | 18 | 706 | 14 | 1
Energy Conservation (NREC) | Modernization (EEM) | TANK | SOLN.- IMMERSION TUBE | METAL PLATE | 488 | 18 | 707 | 14 | 1
Energy Conservation (NREC) | Modernization (EEM) | TANK | SOLN.- IMMERSION TUBE | PHOSPHATIZING STEEL | 488 | 18 | 708 | 14 | 1
Energy Conservation (NREC) | Modernization (EEM) | TANK | SOLN.- IMMERSION TUBE | PICKLING STEEL | 488 | 18 | 709 | 14 | 1
Energy Conservation (NREC) | Modernization (EEM) | TANK | SOLN.- IMMERSION TUBE | QUENCHING-HT. TRTING | 488 | 18 | 710 | 14 | 1
Energy Conservation (NREC) | Modernization (EEM) | TANK | SOLN.- RADIANT FIRED | CLEANING | 489 | 18 | 700 | 14 | 1
Energy Conservation (NREC) | Modernization (EEM) | TANK | SOLN.- RADIANT FIRED | CLEANING METAL | 489 | 18 | 701 | 14 | 1
Energy Conservation (NREC) | Modernization (EEM) | TANK | SOLN.- RADIANT FIRED | CURING | 489 | 18 | 702 | 14 | 1
Energy Conservation (NREC) | Modernization (EEM) | TANK | SOLN.- RADIANT FIRED | ETCHING | 489 | 18 | 711 | 14 | 1
Energy Conservation (NREC) | Modernization (EEM) | TANK | SOLN.- RADIANT FIRED | GALVANIZING STEEL | 489 | 18 | 703 | 14 | 1
Energy Conservation (NREC) | Modernization (EEM) | TANK | SOLN.- RADIANT FIRED | HEATING ASPHALT | 489 | 18 | 704 | 14 | 1
Energy Conservation (NREC) | Modernization (EEM) | TANK | SOLN.- RADIANT FIRED | HOT RINSE | 489 | 18 | 705 | 14 | 1
Energy Conservation (NREC) | Modernization (EEM) | TANK | SOLN.- RADIANT FIRED | LAB TESTING | 489 | 18 | 501 | 14 | 1
Energy Conservation (NREC) | Modernization (EEM) | TANK | SOLN.- RADIANT FIRED | MELTING GLASS | 489 | 18 | 706 | 14 | 1
Energy Conservation (NREC) | Modernization (EEM) | TANK | SOLN.- RADIANT FIRED | METAL PLATE | 489 | 18 | 707 | 14 | 1
Energy Conservation (NREC) | Modernization (EEM) | TANK | SOLN.- RADIANT FIRED | PHOSPHATIZING STEEL | 489 | 18 | 708 | 14 | 1
Energy Conservation (NREC) | Modernization (EEM) | TANK | SOLN.- RADIANT FIRED | PICKLING STEEL | 489 | 18 | 709 | 14 | 1
Energy Conservation (NREC) | Modernization (EEM) | TANK | SOLN.- RADIANT FIRED | QUENCHING-HT. TRTING | 489 | 18 | 710 | 14 | 1
Energy Conservation (NREC) | Modernization (EEM) | TANK | SOLN.- UNDER FIRED | CLEANING | 490 | 18 | 700 | 14 | 1
Energy Conservation (NREC) | Modernization (EEM) | TANK | SOLN.- UNDER FIRED | CLEANING METAL | 490 | 18 | 701 | 14 | 1
Energy Conservation (NREC) | Modernization (EEM) | TANK | SOLN.- UNDER FIRED | CURING | 490 | 18 | 702 | 14 | 1
Energy Conservation (NREC) | Modernization (EEM) | TANK | SOLN.- UNDER FIRED | ETCHING | 490 | 18 | 711 | 14 | 1
Energy Conservation (NREC) | Modernization (EEM) | TANK | SOLN.- UNDER FIRED | GALVANIZING STEEL | 490 | 18 | 703 | 14 | 1
Energy Conservation (NREC) | Modernization (EEM) | TANK | SOLN.- UNDER FIRED | HEATING ASPHALT | 490 | 18 | 704 | 14 | 1
Energy Conservation (NREC) | Modernization (EEM) | TANK | SOLN.- UNDER FIRED | HOT RINSE | 490 | 18 | 705 | 14 | 1
Energy Conservation (NREC) | Modernization (EEM) | TANK | SOLN.- UNDER FIRED | LAB TESTING | 490 | 18 | 501 | 14 | 1
Energy Conservation (NREC) | Modernization (EEM) | TANK | SOLN.- UNDER FIRED | MELTING GLASS | 490 | 18 | 706 | 14 | 1
Energy Conservation (NREC) | Modernization (EEM) | TANK | SOLN.- UNDER FIRED | METAL PLATE | 490 | 18 | 707 | 14 | 1
Energy Conservation (NREC) | Modernization (EEM) | TANK | SOLN.- UNDER FIRED | PHOSPHATIZING STEEL | 490 | 18 | 708 | 14 | 1
Energy Conservation (NREC) | Modernization (EEM) | TANK | SOLN.- UNDER FIRED | PICKLING STEEL | 490 | 18 | 709 | 14 | 1
Energy Conservation (NREC) | Modernization (EEM) | TANK | SOLN.- UNDER FIRED | QUENCHING-HT. TRTING | 490 | 18 | 710 | 14 | 1
Energy Conservation (NREC) | Modernization (EEM) | TANK | WASH | CLEANING | 493 | 18 | 700 | 14 | 1
Energy Conservation (NREC) | Modernization (EEM) | TANK | WASH | CLEANING METAL | 493 | 18 | 701 | 14 | 1
Energy Conservation (NREC) | Modernization (EEM) | TANK | WASH | CURING | 493 | 18 | 702 | 14 | 1
Energy Conservation (NREC) | Modernization (EEM) | TANK | WASH | ETCHING | 493 | 18 | 711 | 14 | 1
Energy Conservation (NREC) | Modernization (EEM) | TANK | WASH | GALVANIZING STEEL | 493 | 18 | 703 | 14 | 1
Energy Conservation (NREC) | Modernization (EEM) | TANK | WASH | HEATING ASPHALT | 493 | 18 | 704 | 14 | 1
Energy Conservation (NREC) | Modernization (EEM) | TANK | WASH | HOT RINSE | 493 | 18 | 705 | 14 | 1
Energy Conservation (NREC) | Modernization (EEM) | TANK | WASH | LAB TESTING | 493 | 18 | 501 | 14 | 1
Energy Conservation (NREC) | Modernization (EEM) | TANK | WASH | MELTING GLASS | 493 | 18 | 706 | 14 | 1
Energy Conservation (NREC) | Modernization (EEM) | TANK | WASH | METAL PLATE | 493 | 18 | 707 | 14 | 1
Energy Conservation (NREC) | Modernization (EEM) | TANK | WASH | PHOSPHATIZING STEEL | 493 | 18 | 708 | 14 | 1
Energy Conservation (NREC) | Modernization (EEM) | TANK | WASH | PICKLING STEEL | 493 | 18 | 709 | 14 | 1
Energy Conservation (NREC) | Modernization (EEM) | TANK | WASH | QUENCHING-HT. TRTING | 493 | 18 | 710 | 14 | 1
Energy Conservation (NREC) | Modernization (EEM) | TANK | ZINC | CLEANING | 491 | 18 | 700 | 14 | 1
Energy Conservation (NREC) | Modernization (EEM) | TANK | ZINC | CLEANING METAL | 491 | 18 | 701 | 14 | 1
Energy Conservation (NREC) | Modernization (EEM) | TANK | ZINC | CURING | 491 | 18 | 702 | 14 | 1
Energy Conservation (NREC) | Modernization (EEM) | TANK | ZINC | ETCHING | 491 | 18 | 711 | 14 | 1
Energy Conservation (NREC) | Modernization (EEM) | TANK | ZINC | GALVANIZING STEEL | 491 | 18 | 703 | 14 | 1
Energy Conservation (NREC) | Modernization (EEM) | TANK | ZINC | HEATING ASPHALT | 491 | 18 | 704 | 14 | 1
Energy Conservation (NREC) | Modernization (EEM) | TANK | ZINC | HOT RINSE | 491 | 18 | 705 | 14 | 1
Energy Conservation (NREC) | Modernization (EEM) | TANK | ZINC | LAB TESTING | 491 | 18 | 501 | 14 | 1
Energy Conservation (NREC) | Modernization (EEM) | TANK | ZINC | MELTING GLASS | 491 | 18 | 706 | 14 | 1
Energy Conservation (NREC) | Modernization (EEM) | TANK | ZINC | METAL PLATE | 491 | 18 | 707 | 14 | 1
Energy Conservation (NREC) | Modernization (EEM) | TANK | ZINC | PHOSPHATIZING STEEL | 491 | 18 | 708 | 14 | 1
Energy Conservation (NREC) | Modernization (EEM) | TANK | ZINC | PICKLING STEEL | 491 | 18 | 709 | 14 | 1
Energy Conservation (NREC) | Modernization (EEM) | TANK | ZINC | QUENCHING-HT. TRTING | 491 | 18 | 710 | 14 | 1
Energy Conservation (NREC) | Modernization (EEM) | TORCH | CUTTING | BRAZING | 520 | 19 | 750 | 14 | 1
Energy Conservation (NREC) | Modernization (EEM) | TORCH | CUTTING | BURNING | 520 | 19 | 751 | 14 | 1
Energy Conservation (NREC) | Modernization (EEM) | TORCH | CUTTING | CUTTING METAL | 520 | 19 | 752 | 14 | 1
Energy Conservation (NREC) | Modernization (EEM) | TORCH | CUTTING | FIRE POLIHING GLASS | 520 | 19 | 753 | 14 | 1
Energy Conservation (NREC) | Modernization (EEM) | TORCH | CUTTING | FLAME HARDENING | 520 | 19 | 754 | 14 | 1
Energy Conservation (NREC) | Modernization (EEM) | TORCH | CUTTING | FUSING LEAD | 520 | 19 | 760 | 14 | 1
Energy Conservation (NREC) | Modernization (EEM) | TORCH | CUTTING | GLSS. BEND. & FORM. | 520 | 19 | 755 | 14 | 1
Energy Conservation (NREC) | Modernization (EEM) | TORCH | CUTTING | HEATING JEWELRY | 520 | 19 | 759 | 14 | 1
Energy Conservation (NREC) | Modernization (EEM) | TORCH | CUTTING | HEATING LADLES | 520 | 19 | 260 | 14 | 1
Energy Conservation (NREC) | Modernization (EEM) | TORCH | CUTTING | PRE-HEATING METAL | 520 | 19 | 756 | 14 | 1
Energy Conservation (NREC) | Modernization (EEM) | TORCH | CUTTING | REFINERY FLARE | 520 | 19 | 757 | 14 | 1
Energy Conservation (NREC) | Modernization (EEM) | TORCH | CUTTING | RESEARCH OR TESTING | 520 | 19 | 431 | 14 | 1
Energy Conservation (NREC) | Modernization (EEM) | TORCH | CUTTING | SEALING | 520 | 19 | 758 | 14 | 1
Energy Conservation (NREC) | Modernization (EEM) | TORCH | CUTTING | SOLDERING | 520 | 19 | 503 | 14 | 1
Energy Conservation (NREC) | Modernization (EEM) | TORCH | FLARE | BRAZING | 521 | 19 | 750 | 14 | 1
Energy Conservation (NREC) | Modernization (EEM) | TORCH | FLARE | BURNING | 521 | 19 | 751 | 14 | 1
Energy Conservation (NREC) | Modernization (EEM) | TORCH | FLARE | CUTTING METAL | 521 | 19 | 752 | 14 | 1
Energy Conservation (NREC) | Modernization (EEM) | TORCH | FLARE | FIRE POLIHING GLASS | 521 | 19 | 753 | 14 | 1
Energy Conservation (NREC) | Modernization (EEM) | TORCH | FLARE | FLAME HARDENING | 521 | 19 | 754 | 14 | 1
Energy Conservation (NREC) | Modernization (EEM) | TORCH | FLARE | FUSING LEAD | 521 | 19 | 760 | 14 | 1
Energy Conservation (NREC) | Modernization (EEM) | TORCH | FLARE | GLSS. BEND. & FORM. | 521 | 19 | 755 | 14 | 1
Energy Conservation (NREC) | Modernization (EEM) | TORCH | FLARE | HEATING JEWELRY | 521 | 19 | 759 | 14 | 1
Energy Conservation (NREC) | Modernization (EEM) | TORCH | FLARE | HEATING LADLES | 521 | 19 | 260 | 14 | 1
Energy Conservation (NREC) | Modernization (EEM) | TORCH | FLARE | PRE-HEATING METAL | 521 | 19 | 756 | 14 | 1
Energy Conservation (NREC) | Modernization (EEM) | TORCH | FLARE | REFINERY FLARE | 521 | 19 | 757 | 14 | 1
Energy Conservation (NREC) | Modernization (EEM) | TORCH | FLARE | RESEARCH OR TESTING | 521 | 19 | 431 | 14 | 1
Energy Conservation (NREC) | Modernization (EEM) | TORCH | FLARE | SEALING | 521 | 19 | 758 | 14 | 1
Energy Conservation (NREC) | Modernization (EEM) | TORCH | FLARE | SOLDERING | 521 | 19 | 503 | 14 | 1
Energy Conservation (NREC) | Modernization (EEM) | TORCH | HAND | BRAZING | 522 | 19 | 750 | 14 | 1
Energy Conservation (NREC) | Modernization (EEM) | TORCH | HAND | BURNING | 522 | 19 | 751 | 14 | 1
Energy Conservation (NREC) | Modernization (EEM) | TORCH | HAND | CUTTING METAL | 522 | 19 | 752 | 14 | 1
Energy Conservation (NREC) | Modernization (EEM) | TORCH | HAND | FIRE POLIHING GLASS | 522 | 19 | 753 | 14 | 1
Energy Conservation (NREC) | Modernization (EEM) | TORCH | HAND | FLAME HARDENING | 522 | 19 | 754 | 14 | 1
Energy Conservation (NREC) | Modernization (EEM) | TORCH | HAND | FUSING LEAD | 522 | 19 | 760 | 14 | 1
Energy Conservation (NREC) | Modernization (EEM) | TORCH | HAND | GLSS. BEND. & FORM. | 522 | 19 | 755 | 14 | 1
Energy Conservation (NREC) | Modernization (EEM) | TORCH | HAND | HEATING JEWELRY | 522 | 19 | 759 | 14 | 1
Energy Conservation (NREC) | Modernization (EEM) | TORCH | HAND | HEATING LADLES | 522 | 19 | 260 | 14 | 1
Energy Conservation (NREC) | Modernization (EEM) | TORCH | HAND | PRE-HEATING METAL | 522 | 19 | 756 | 14 | 1
Energy Conservation (NREC) | Modernization (EEM) | TORCH | HAND | REFINERY FLARE | 522 | 19 | 757 | 14 | 1
Energy Conservation (NREC) | Modernization (EEM) | TORCH | HAND | RESEARCH OR TESTING | 522 | 19 | 431 | 14 | 1
Energy Conservation (NREC) | Modernization (EEM) | TORCH | HAND | SEALING | 522 | 19 | 758 | 14 | 1
Energy Conservation (NREC) | Modernization (EEM) | TORCH | HAND | SOLDERING | 522 | 19 | 503 | 14 | 1
Energy Conservation (NREC) | Modernization (EEM) | WASHER | BOTTLE WASHER | CLEANING PARTS | 627 | 22 | 820 | 14 | 1
Energy Conservation (NREC) | Modernization (EEM) | WASHER | BOTTLE WASHER | CLN, RNS, PHOS. | 627 | 22 | 821 | 14 | 1
Energy Conservation (NREC) | Modernization (EEM) | WASHER | BOTTLE WASHER | CLN,RNS,PHOS,DRY,PNT | 627 | 22 | 822 | 14 | 1
Energy Conservation (NREC) | Modernization (EEM) | WASHER | BOTTLE WASHER | CORR.RESIST.COATING | 627 | 22 | 823 | 14 | 1
Energy Conservation (NREC) | Modernization (EEM) | WASHER | DEGREASER | CLEANING PARTS | 482 | 22 | 820 | 14 | 1
Energy Conservation (NREC) | Modernization (EEM) | WASHER | DEGREASER | CLN, RNS, PHOS. | 482 | 22 | 821 | 14 | 1
Energy Conservation (NREC) | Modernization (EEM) | WASHER | DEGREASER | CLN,RNS,PHOS,DRY,PNT | 482 | 22 | 822 | 14 | 1
Energy Conservation (NREC) | Modernization (EEM) | WASHER | DEGREASER | CORR.RESIST.COATING | 482 | 22 | 823 | 14 | 1
Energy Conservation (NREC) | Modernization (EEM) | WASHER | MULTI-STAGE | CLEANING PARTS | 620 | 22 | 820 | 14 | 1
Energy Conservation (NREC) | Modernization (EEM) | WASHER | MULTI-STAGE | CLN, RNS, PHOS. | 620 | 22 | 821 | 14 | 1
Energy Conservation (NREC) | Modernization (EEM) | WASHER | MULTI-STAGE | CLN,RNS,PHOS,DRY,PNT | 620 | 22 | 822 | 14 | 1
Energy Conservation (NREC) | Modernization (EEM) | WASHER | MULTI-STAGE | CORR.RESIST.COATING | 620 | 22 | 823 | 14 | 1
Energy Conservation (NREC) | Modernization (EEM) | WASHER | SOAK TANK | CLEANING PARTS | 621 | 22 | 820 | 14 | 1
Energy Conservation (NREC) | Modernization (EEM) | WASHER | SOAK TANK | CLN, RNS, PHOS. | 621 | 22 | 821 | 14 | 1
Energy Conservation (NREC) | Modernization (EEM) | WASHER | SOAK TANK | CLN,RNS,PHOS,DRY,PNT | 621 | 22 | 822 | 14 | 1
Energy Conservation (NREC) | Modernization (EEM) | WASHER | SOAK TANK | CORR.RESIST.COATING | 621 | 22 | 823 | 14 | 1
Energy Conservation (NREC) | Modernization (EEM) | WASHER | SOAK TNK MECH.AGGIT. | CLEANING PARTS | 623 | 22 | 820 | 14 | 1
Energy Conservation (NREC) | Modernization (EEM) | WASHER | SOAK TNK MECH.AGGIT. | CLN, RNS, PHOS. | 623 | 22 | 821 | 14 | 1
Energy Conservation (NREC) | Modernization (EEM) | WASHER | SOAK TNK MECH.AGGIT. | CLN,RNS,PHOS,DRY,PNT | 623 | 22 | 822 | 14 | 1
Energy Conservation (NREC) | Modernization (EEM) | WASHER | SOAK TNK MECH.AGGIT. | CORR.RESIST.COATING | 623 | 22 | 823 | 14 | 1
Energy Conservation (NREC) | Modernization (EEM) | WASHER | SPRAY | CLEANING PARTS | 75 | 22 | 820 | 14 | 1
Energy Conservation (NREC) | Modernization (EEM) | WASHER | SPRAY | CLN, RNS, PHOS. | 75 | 22 | 821 | 14 | 1
Energy Conservation (NREC) | Modernization (EEM) | WASHER | SPRAY | CLN,RNS,PHOS,DRY,PNT | 75 | 22 | 822 | 14 | 1
Energy Conservation (NREC) | Modernization (EEM) | WASHER | SPRAY | CORR.RESIST.COATING | 75 | 22 | 823 | 14 | 1
Energy Conservation (NREC) | Modernization (EEM) | WASHER | T12 elec-mag bal | CLEANING PARTS | 1009 | 22 | 820 | 14 | 1
Energy Conservation (NREC) | Modernization (EEM) | WASHER | T12 elec-mag bal | CLN, RNS, PHOS. | 1009 | 22 | 821 | 14 | 1
Energy Conservation (NREC) | Modernization (EEM) | WASHER | T12 elec-mag bal | CLN,RNS,PHOS,DRY,PNT | 1009 | 22 | 822 | 14 | 1
Energy Conservation (NREC) | Modernization (EEM) | WASHER | T12 elec-mag bal | CORR.RESIST.COATING | 1009 | 22 | 823 | 14 | 1
Energy Conservation (NREC) | Modernization (EEM) | WASHER | VAPOR DEGREASER | CLEANING PARTS | 626 | 22 | 820 | 14 | 1
Energy Conservation (NREC) | Modernization (EEM) | WASHER | VAPOR DEGREASER | CLN, RNS, PHOS. | 626 | 22 | 821 | 14 | 1
Energy Conservation (NREC) | Modernization (EEM) | WASHER | VAPOR DEGREASER | CLN,RNS,PHOS,DRY,PNT | 626 | 22 | 822 | 14 | 1
Energy Conservation (NREC) | Modernization (EEM) | WASHER | VAPOR DEGREASER | CORR.RESIST.COATING | 626 | 22 | 823 | 14 | 1
Nonresidential Equipment Replacement (NRER) | Advanced Engine Technology | PRIME MOVER | Natural Gas Engine + Pump | WATER PUMPING | 1026 | 15 | 620 | 14 | 1
Nonresidential Equipment Replacement (NRER) | Advanced Engine Technology | PRIME MOVER | Natural Gas Engine + Pump | WELL PUMPING | 1026 | 15 | 627 | 14 | 1
Nonresidential Equipment Replacement (NRER) | Advanced Engine Technology | PRIME MOVER | NATURAL GAS ENGINE GEN SE | WATER PUMPING | 436 | 15 | 620 | 14 | 1
Nonresidential Equipment Replacement (NRER) | Advanced Engine Technology | PRIME MOVER | NATURAL GAS ENGINE GEN SE | WELL PUMPING | 436 | 15 | 627 | 14 | 1
Nonresidential Equipment Replacement (NRER) | Advanced Engine Technology | PRIME MOVER | NATURAL GAS ENGINES | WATER PUMPING | 431 | 15 | 620 | 14 | 1
Nonresidential Equipment Replacement (NRER) | Advanced Engine Technology | PRIME MOVER | NATURAL GAS ENGINES | WELL PUMPING | 431 | 15 | 627 | 14 | 1
Nonresidential Equipment Replacement (NRER) | Advanced Engine Technology | PRIME MOVER | NATURAL GAS MICROTURBINES | WATER PUMPING | 1056 | 15 | 620 | 14 | 1
Nonresidential Equipment Replacement (NRER) | Advanced Engine Technology | PRIME MOVER | NATURAL GAS MICROTURBINES | WELL PUMPING | 1056 | 15 | 627 | 14 | 1
Nonresidential Equipment Replacement (NRER) | Advanced Engine Technology | PRIME MOVER | NATURAL GAS TURBINE GEN S | WATER PUMPING | 438 | 15 | 620 | 14 | 1
Nonresidential Equipment Replacement (NRER) | Advanced Engine Technology | PRIME MOVER | NATURAL GAS TURBINE GEN S | WELL PUMPING | 438 | 15 | 627 | 14 | 1
Nonresidential Equipment Replacement (NRER) | Advanced Engine Technology | PRIME MOVER | NATURAL GAS TURBINES | WATER PUMPING | 432 | 15 | 620 | 14 | 1
Nonresidential Equipment Replacement (NRER) | Advanced Engine Technology | PRIME MOVER | NATURAL GAS TURBINES | WELL PUMPING | 432 | 15 | 627 | 14 | 1
Nonresidential Equipment Replacement (NRER) | Advanced Engine Technology | PRIME MOVER | PUMP - ENGINE DRIVEN | WATER PUMPING | 1076 | 15 | 620 | 14 | 1
Nonresidential Equipment Replacement (NRER) | Advanced Engine Technology | PRIME MOVER | PUMP - ENGINE DRIVEN | WELL PUMPING | 1076 | 15 | 627 | 14 | 1
Nonresidential Equipment Replacement (NRER) | Furnace/Kiln/Oven | FURNACE | BATCH | ANNEALING | 110 | 7 | 170 | 14 | 1
Nonresidential Equipment Replacement (NRER) | Furnace/Kiln/Oven | FURNACE | BATCH | BRAZING METAL PARTS | 110 | 7 | 171 | 14 | 1
Nonresidential Equipment Replacement (NRER) | Furnace/Kiln/Oven | FURNACE | BATCH | BURN-OFF PAINT | 110 | 7 | 1021 | 14 | 1
Nonresidential Equipment Replacement (NRER) | Furnace/Kiln/Oven | FURNACE | BATCH | CARBON REGENERATION | 110 | 7 | 206 | 14 | 1
Nonresidential Equipment Replacement (NRER) | Furnace/Kiln/Oven | FURNACE | BATCH | CARBURIZING | 110 | 7 | 172 | 14 | 1
Nonresidential Equipment Replacement (NRER) | Furnace/Kiln/Oven | FURNACE | BATCH | CARBURIZING/QUENCH | 110 | 7 | 199 | 14 | 1
Nonresidential Equipment Replacement (NRER) | Furnace/Kiln/Oven | FURNACE | BATCH | DRAW | 110 | 7 | 198 | 14 | 1
Nonresidential Equipment Replacement (NRER) | Furnace/Kiln/Oven | FURNACE | BATCH | EXPNDNG PERLITE ORE | 110 | 7 | 205 | 14 | 1
Nonresidential Equipment Replacement (NRER) | Furnace/Kiln/Oven | FURNACE | BATCH | EXTRUDING METAL | 110 | 7 | 203 | 14 | 1
Nonresidential Equipment Replacement (NRER) | Furnace/Kiln/Oven | FURNACE | BATCH | FIRING PORCEL. ENML. | 110 | 7 | 173 | 14 | 1
Nonresidential Equipment Replacement (NRER) | Furnace/Kiln/Oven | FURNACE | BATCH | FORMING | 110 | 7 | 201 | 14 | 1
Nonresidential Equipment Replacement (NRER) | Furnace/Kiln/Oven | FURNACE | BATCH | GLASS MELTING | 110 | 7 | 174 | 14 | 1
Nonresidential Equipment Replacement (NRER) | Furnace/Kiln/Oven | FURNACE | BATCH | GLAZING PROCESS | 110 | 7 | 175 | 14 | 1
Nonresidential Equipment Replacement (NRER) | Furnace/Kiln/Oven | FURNACE | BATCH | HARDENING | 110 | 7 | 176 | 14 | 1
Nonresidential Equipment Replacement (NRER) | Furnace/Kiln/Oven | FURNACE | BATCH | HEAT TREATING | 110 | 7 | 179 | 14 | 1
Nonresidential Equipment Replacement (NRER) | Furnace/Kiln/Oven | FURNACE | BATCH | HEATING FOR FORGING | 110 | 7 | 177 | 14 | 1
Nonresidential Equipment Replacement (NRER) | Furnace/Kiln/Oven | FURNACE | BATCH | HEATING FOR ROLLING | 110 | 7 | 178 | 14 | 1
Nonresidential Equipment Replacement (NRER) | Furnace/Kiln/Oven | FURNACE | BATCH | HOLDING MOLTEN METAL | 110 | 7 | 180 | 14 | 1
Nonresidential Equipment Replacement (NRER) | Furnace/Kiln/Oven | FURNACE | BATCH | MELTING ALUM.-BRONZE | 110 | 7 | 184 | 14 | 1
Nonresidential Equipment Replacement (NRER) | Furnace/Kiln/Oven | FURNACE | BATCH | MELTING ALUMINUM | 110 | 7 | 183 | 14 | 1
Nonresidential Equipment Replacement (NRER) | Furnace/Kiln/Oven | FURNACE | BATCH | MELTING BRASS | 110 | 7 | 185 | 14 | 1
Nonresidential Equipment Replacement (NRER) | Furnace/Kiln/Oven | FURNACE | BATCH | MELTING BRONZE | 110 | 7 | 186 | 14 | 1
Nonresidential Equipment Replacement (NRER) | Furnace/Kiln/Oven | FURNACE | BATCH | MELTING FRIT | 110 | 7 | 181 | 14 | 1
Nonresidential Equipment Replacement (NRER) | Furnace/Kiln/Oven | FURNACE | BATCH | MELTING IRON | 110 | 7 | 187 | 14 | 1
Nonresidential Equipment Replacement (NRER) | Furnace/Kiln/Oven | FURNACE | BATCH | MELTING LEAD | 110 | 7 | 188 | 14 | 1
Nonresidential Equipment Replacement (NRER) | Furnace/Kiln/Oven | FURNACE | BATCH | MELTING METAL | 110 | 7 | 182 | 14 | 1
Nonresidential Equipment Replacement (NRER) | Furnace/Kiln/Oven | FURNACE | BATCH | MELTING ZINC | 110 | 7 | 190 | 14 | 1
Nonresidential Equipment Replacement (NRER) | Furnace/Kiln/Oven | FURNACE | BATCH | NORMALIZING | 110 | 7 | 195 | 14 | 1
Nonresidential Equipment Replacement (NRER) | Furnace/Kiln/Oven | FURNACE | BATCH | POPPING PERLITE | 110 | 7 | 191 | 14 | 1
Nonresidential Equipment Replacement (NRER) | Furnace/Kiln/Oven | FURNACE | BATCH | PRE-HEATING | 110 | 7 | 192 | 14 | 1
Nonresidential Equipment Replacement (NRER) | Furnace/Kiln/Oven | FURNACE | BATCH | PRE-HEATING | 110 | 7 | 192 | 14 | 1
Nonresidential Equipment Replacement (NRER) | Furnace/Kiln/Oven | FURNACE | BATCH | PRE-HEATING | 110 | 7 | 192 | 14 | 1
Nonresidential Equipment Replacement (NRER) | Furnace/Kiln/Oven | FURNACE | BATCH | QUENCHING | 110 | 7 | 196 | 14 | 1
Nonresidential Equipment Replacement (NRER) | Furnace/Kiln/Oven | FURNACE | BATCH | SINTERING METAL | 110 | 7 | 193 | 14 | 1
Nonresidential Equipment Replacement (NRER) | Furnace/Kiln/Oven | FURNACE | BATCH | SMELTING SCRAP | 110 | 7 | 194 | 14 | 1
Nonresidential Equipment Replacement (NRER) | Furnace/Kiln/Oven | FURNACE | BATCH | SPENT ACID RECOVERY | 110 | 7 | 204 | 14 | 1
Nonresidential Equipment Replacement (NRER) | Furnace/Kiln/Oven | FURNACE | BATCH | ZINC VAPORIZATION | 110 | 7 | 200 | 14 | 1
Nonresidential Equipment Replacement (NRER) | Furnace/Kiln/Oven | FURNACE | BEAM | ANNEALING | 111 | 7 | 170 | 14 | 1
Nonresidential Equipment Replacement (NRER) | Furnace/Kiln/Oven | FURNACE | BEAM | BRAZING METAL PARTS | 111 | 7 | 171 | 14 | 1
Nonresidential Equipment Replacement (NRER) | Furnace/Kiln/Oven | FURNACE | BEAM | CARBON REGENERATION | 111 | 7 | 206 | 14 | 1
Nonresidential Equipment Replacement (NRER) | Furnace/Kiln/Oven | FURNACE | BEAM | CARBURIZING | 111 | 7 | 172 | 14 | 1
Nonresidential Equipment Replacement (NRER) | Furnace/Kiln/Oven | FURNACE | BEAM | CARBURIZING/QUENCH | 111 | 7 | 199 | 14 | 1
Nonresidential Equipment Replacement (NRER) | Furnace/Kiln/Oven | FURNACE | BEAM | DEOXIDIZING METAL | 111 | 7 | 202 | 14 | 1
Nonresidential Equipment Replacement (NRER) | Furnace/Kiln/Oven | FURNACE | BEAM | DRAW | 111 | 7 | 198 | 14 | 1
Nonresidential Equipment Replacement (NRER) | Furnace/Kiln/Oven | FURNACE | BEAM | EXPNDNG PERLITE ORE | 111 | 7 | 205 | 14 | 1
Nonresidential Equipment Replacement (NRER) | Furnace/Kiln/Oven | FURNACE | BEAM | EXTRUDING METAL | 111 | 7 | 203 | 14 | 1
Nonresidential Equipment Replacement (NRER) | Furnace/Kiln/Oven | FURNACE | BEAM | FIRING PORCEL. ENML. | 111 | 7 | 173 | 14 | 1
Nonresidential Equipment Replacement (NRER) | Furnace/Kiln/Oven | FURNACE | BEAM | FORMING | 111 | 7 | 201 | 14 | 1
Nonresidential Equipment Replacement (NRER) | Furnace/Kiln/Oven | FURNACE | BEAM | GLASS MELTING | 111 | 7 | 174 | 14 | 1
Nonresidential Equipment Replacement (NRER) | Furnace/Kiln/Oven | FURNACE | BEAM | GLAZING PROCESS | 111 | 7 | 175 | 14 | 1
Nonresidential Equipment Replacement (NRER) | Furnace/Kiln/Oven | FURNACE | BEAM | HARDENING | 111 | 7 | 176 | 14 | 1
Nonresidential Equipment Replacement (NRER) | Furnace/Kiln/Oven | FURNACE | BEAM | HEAT TREATING | 111 | 7 | 179 | 14 | 1
Nonresidential Equipment Replacement (NRER) | Furnace/Kiln/Oven | FURNACE | BEAM | HEATING FOR FORGING | 111 | 7 | 177 | 14 | 1
Nonresidential Equipment Replacement (NRER) | Furnace/Kiln/Oven | FURNACE | BEAM | HEATING FOR ROLLING | 111 | 7 | 178 | 14 | 1
Nonresidential Equipment Replacement (NRER) | Furnace/Kiln/Oven | FURNACE | BEAM | HOLDING MOLTEN METAL | 111 | 7 | 180 | 14 | 1
Nonresidential Equipment Replacement (NRER) | Furnace/Kiln/Oven | FURNACE | BEAM | MELTING ALUM.-BRONZE | 111 | 7 | 184 | 14 | 1
Nonresidential Equipment Replacement (NRER) | Furnace/Kiln/Oven | FURNACE | BEAM | MELTING ALUMINUM | 111 | 7 | 183 | 14 | 1
Nonresidential Equipment Replacement (NRER) | Furnace/Kiln/Oven | FURNACE | BEAM | MELTING BRASS | 111 | 7 | 185 | 14 | 1
Nonresidential Equipment Replacement (NRER) | Furnace/Kiln/Oven | FURNACE | BEAM | MELTING BRONZE | 111 | 7 | 186 | 14 | 1
Nonresidential Equipment Replacement (NRER) | Furnace/Kiln/Oven | FURNACE | BEAM | MELTING FRIT | 111 | 7 | 181 | 14 | 1
Nonresidential Equipment Replacement (NRER) | Furnace/Kiln/Oven | FURNACE | BEAM | MELTING IRON | 111 | 7 | 187 | 14 | 1
Nonresidential Equipment Replacement (NRER) | Furnace/Kiln/Oven | FURNACE | BEAM | MELTING LEAD | 111 | 7 | 188 | 14 | 1
Nonresidential Equipment Replacement (NRER) | Furnace/Kiln/Oven | FURNACE | BEAM | MELTING MAGNESIUM | 111 | 7 | 189 | 14 | 1
Nonresidential Equipment Replacement (NRER) | Furnace/Kiln/Oven | FURNACE | BEAM | MELTING METAL | 111 | 7 | 182 | 14 | 1
Nonresidential Equipment Replacement (NRER) | Furnace/Kiln/Oven | FURNACE | BEAM | MELTING ZINC | 111 | 7 | 190 | 14 | 1
Nonresidential Equipment Replacement (NRER) | Furnace/Kiln/Oven | FURNACE | BEAM | NORMALIZING | 111 | 7 | 195 | 14 | 1
Nonresidential Equipment Replacement (NRER) | Furnace/Kiln/Oven | FURNACE | BEAM | POPPING PERLITE | 111 | 7 | 191 | 14 | 1
Nonresidential Equipment Replacement (NRER) | Furnace/Kiln/Oven | FURNACE | BEAM | PRE-HEATING | 111 | 7 | 192 | 14 | 1
Nonresidential Equipment Replacement (NRER) | Furnace/Kiln/Oven | FURNACE | BEAM | QUENCHING | 111 | 7 | 196 | 14 | 1
Nonresidential Equipment Replacement (NRER) | Furnace/Kiln/Oven | FURNACE | BEAM | SINTERING METAL | 111 | 7 | 193 | 14 | 1
Nonresidential Equipment Replacement (NRER) | Furnace/Kiln/Oven | FURNACE | BEAM | SMELTING SCRAP | 111 | 7 | 194 | 14 | 1
Nonresidential Equipment Replacement (NRER) | Furnace/Kiln/Oven | FURNACE | BEAM | ZINC VAPORIZATION | 111 | 7 | 200 | 14 | 1
Nonresidential Equipment Replacement (NRER) | Furnace/Kiln/Oven | FURNACE | BEAVERMATIC | ANNEALING | 142 | 7 | 170 | 14 | 1
Nonresidential Equipment Replacement (NRER) | Furnace/Kiln/Oven | FURNACE | BEAVERMATIC | BRAZING METAL PARTS | 142 | 7 | 171 | 14 | 1
Nonresidential Equipment Replacement (NRER) | Furnace/Kiln/Oven | FURNACE | BEAVERMATIC | CARBON REGENERATION | 142 | 7 | 206 | 14 | 1
Nonresidential Equipment Replacement (NRER) | Furnace/Kiln/Oven | FURNACE | BEAVERMATIC | CARBURIZING | 142 | 7 | 172 | 14 | 1
Nonresidential Equipment Replacement (NRER) | Furnace/Kiln/Oven | FURNACE | BEAVERMATIC | CARBURIZING/QUENCH | 142 | 7 | 199 | 14 | 1
Nonresidential Equipment Replacement (NRER) | Furnace/Kiln/Oven | FURNACE | BEAVERMATIC | DEOXIDIZING METAL | 142 | 7 | 202 | 14 | 1
Nonresidential Equipment Replacement (NRER) | Furnace/Kiln/Oven | FURNACE | BEAVERMATIC | DRAW | 142 | 7 | 198 | 14 | 1
Nonresidential Equipment Replacement (NRER) | Furnace/Kiln/Oven | FURNACE | BEAVERMATIC | EXPNDNG PERLITE ORE | 142 | 7 | 205 | 14 | 1
Nonresidential Equipment Replacement (NRER) | Furnace/Kiln/Oven | FURNACE | BEAVERMATIC | EXTRUDING METAL | 142 | 7 | 203 | 14 | 1
Nonresidential Equipment Replacement (NRER) | Furnace/Kiln/Oven | FURNACE | BEAVERMATIC | FIRING PORCEL. ENML. | 142 | 7 | 173 | 14 | 1
Nonresidential Equipment Replacement (NRER) | Furnace/Kiln/Oven | FURNACE | BEAVERMATIC | FORMING | 142 | 7 | 201 | 14 | 1
Nonresidential Equipment Replacement (NRER) | Furnace/Kiln/Oven | FURNACE | BEAVERMATIC | GLASS MELTING | 142 | 7 | 174 | 14 | 1
Nonresidential Equipment Replacement (NRER) | Furnace/Kiln/Oven | FURNACE | BEAVERMATIC | GLAZING PROCESS | 142 | 7 | 175 | 14 | 1
Nonresidential Equipment Replacement (NRER) | Furnace/Kiln/Oven | FURNACE | BEAVERMATIC | HARDENING | 142 | 7 | 176 | 14 | 1
Nonresidential Equipment Replacement (NRER) | Furnace/Kiln/Oven | FURNACE | BEAVERMATIC | HEAT TREATING | 142 | 7 | 179 | 14 | 1
Nonresidential Equipment Replacement (NRER) | Furnace/Kiln/Oven | FURNACE | BEAVERMATIC | HEATING FOR FORGING | 142 | 7 | 177 | 14 | 1
Nonresidential Equipment Replacement (NRER) | Furnace/Kiln/Oven | FURNACE | BEAVERMATIC | HEATING FOR ROLLING | 142 | 7 | 178 | 14 | 1
Nonresidential Equipment Replacement (NRER) | Furnace/Kiln/Oven | FURNACE | BEAVERMATIC | HOLDING MOLTEN METAL | 142 | 7 | 180 | 14 | 1
Nonresidential Equipment Replacement (NRER) | Furnace/Kiln/Oven | FURNACE | BEAVERMATIC | MELTING ALUM.-BRONZE | 142 | 7 | 184 | 14 | 1
Nonresidential Equipment Replacement (NRER) | Furnace/Kiln/Oven | FURNACE | BEAVERMATIC | MELTING ALUMINUM | 142 | 7 | 183 | 14 | 1
Nonresidential Equipment Replacement (NRER) | Furnace/Kiln/Oven | FURNACE | BEAVERMATIC | MELTING BRASS | 142 | 7 | 185 | 14 | 1
Nonresidential Equipment Replacement (NRER) | Furnace/Kiln/Oven | FURNACE | BEAVERMATIC | MELTING BRONZE | 142 | 7 | 186 | 14 | 1
Nonresidential Equipment Replacement (NRER) | Furnace/Kiln/Oven | FURNACE | BEAVERMATIC | MELTING FRIT | 142 | 7 | 181 | 14 | 1
Nonresidential Equipment Replacement (NRER) | Furnace/Kiln/Oven | FURNACE | BEAVERMATIC | MELTING IRON | 142 | 7 | 187 | 14 | 1
Nonresidential Equipment Replacement (NRER) | Furnace/Kiln/Oven | FURNACE | BEAVERMATIC | MELTING LEAD | 142 | 7 | 188 | 14 | 1
Nonresidential Equipment Replacement (NRER) | Furnace/Kiln/Oven | FURNACE | BEAVERMATIC | MELTING MAGNESIUM | 142 | 7 | 189 | 14 | 1
Nonresidential Equipment Replacement (NRER) | Furnace/Kiln/Oven | FURNACE | BEAVERMATIC | MELTING METAL | 142 | 7 | 182 | 14 | 1
Nonresidential Equipment Replacement (NRER) | Furnace/Kiln/Oven | FURNACE | BEAVERMATIC | MELTING ZINC | 142 | 7 | 190 | 14 | 1
Nonresidential Equipment Replacement (NRER) | Furnace/Kiln/Oven | FURNACE | BEAVERMATIC | NORMALIZING | 142 | 7 | 195 | 14 | 1
Nonresidential Equipment Replacement (NRER) | Furnace/Kiln/Oven | FURNACE | BEAVERMATIC | POPPING PERLITE | 142 | 7 | 191 | 14 | 1
Nonresidential Equipment Replacement (NRER) | Furnace/Kiln/Oven | FURNACE | BEAVERMATIC | PRE-HEATING | 142 | 7 | 192 | 14 | 1
Nonresidential Equipment Replacement (NRER) | Furnace/Kiln/Oven | FURNACE | BEAVERMATIC | QUENCHING | 142 | 7 | 196 | 14 | 1
Nonresidential Equipment Replacement (NRER) | Furnace/Kiln/Oven | FURNACE | BEAVERMATIC | SINTERING METAL | 142 | 7 | 193 | 14 | 1
Nonresidential Equipment Replacement (NRER) | Furnace/Kiln/Oven | FURNACE | BEAVERMATIC | SMELTING SCRAP | 142 | 7 | 194 | 14 | 1
Nonresidential Equipment Replacement (NRER) | Furnace/Kiln/Oven | FURNACE | BEAVERMATIC | ZINC VAPORIZATION | 142 | 7 | 200 | 14 | 1
Nonresidential Equipment Replacement (NRER) | Furnace/Kiln/Oven | FURNACE | BELL- ATMOSPHERE | ANNEALING | 112 | 7 | 170 | 14 | 1
Nonresidential Equipment Replacement (NRER) | Furnace/Kiln/Oven | FURNACE | BELL- ATMOSPHERE | BRAZING METAL PARTS | 112 | 7 | 171 | 14 | 1
Nonresidential Equipment Replacement (NRER) | Furnace/Kiln/Oven | FURNACE | BELL- ATMOSPHERE | CARBON REGENERATION | 112 | 7 | 206 | 14 | 1
Nonresidential Equipment Replacement (NRER) | Furnace/Kiln/Oven | FURNACE | BELL- ATMOSPHERE | CARBURIZING | 112 | 7 | 172 | 14 | 1
Nonresidential Equipment Replacement (NRER) | Furnace/Kiln/Oven | FURNACE | BELL- ATMOSPHERE | CARBURIZING/QUENCH | 112 | 7 | 199 | 14 | 1
Nonresidential Equipment Replacement (NRER) | Furnace/Kiln/Oven | FURNACE | BELL- ATMOSPHERE | DEOXIDIZING METAL | 112 | 7 | 202 | 14 | 1
Nonresidential Equipment Replacement (NRER) | Furnace/Kiln/Oven | FURNACE | BELL- ATMOSPHERE | DRAW | 112 | 7 | 198 | 14 | 1
Nonresidential Equipment Replacement (NRER) | Furnace/Kiln/Oven | FURNACE | BELL- ATMOSPHERE | EXPNDNG PERLITE ORE | 112 | 7 | 205 | 14 | 1
Nonresidential Equipment Replacement (NRER) | Furnace/Kiln/Oven | FURNACE | BELL- ATMOSPHERE | EXTRUDING METAL | 112 | 7 | 203 | 14 | 1
Nonresidential Equipment Replacement (NRER) | Furnace/Kiln/Oven | FURNACE | BELL- ATMOSPHERE | FIRING PORCEL. ENML. | 112 | 7 | 173 | 14 | 1
Nonresidential Equipment Replacement (NRER) | Furnace/Kiln/Oven | FURNACE | BELL- ATMOSPHERE | FORMING | 112 | 7 | 201 | 14 | 1
Nonresidential Equipment Replacement (NRER) | Furnace/Kiln/Oven | FURNACE | BELL- ATMOSPHERE | GLASS MELTING | 112 | 7 | 174 | 14 | 1
Nonresidential Equipment Replacement (NRER) | Furnace/Kiln/Oven | FURNACE | BELL- ATMOSPHERE | GLAZING PROCESS | 112 | 7 | 175 | 14 | 1
Nonresidential Equipment Replacement (NRER) | Furnace/Kiln/Oven | FURNACE | BELL- ATMOSPHERE | HARDENING | 112 | 7 | 176 | 14 | 1
Nonresidential Equipment Replacement (NRER) | Furnace/Kiln/Oven | FURNACE | BELL- ATMOSPHERE | HEAT TREATING | 112 | 7 | 179 | 14 | 1
Nonresidential Equipment Replacement (NRER) | Furnace/Kiln/Oven | FURNACE | BELL- ATMOSPHERE | HEATING FOR FORGING | 112 | 7 | 177 | 14 | 1
Nonresidential Equipment Replacement (NRER) | Furnace/Kiln/Oven | FURNACE | BELL- ATMOSPHERE | HEATING FOR ROLLING | 112 | 7 | 178 | 14 | 1
Nonresidential Equipment Replacement (NRER) | Furnace/Kiln/Oven | FURNACE | BELL- ATMOSPHERE | HOLDING MOLTEN METAL | 112 | 7 | 180 | 14 | 1
Nonresidential Equipment Replacement (NRER) | Furnace/Kiln/Oven | FURNACE | BELL- ATMOSPHERE | MELTING ALUM.-BRONZE | 112 | 7 | 184 | 14 | 1
Nonresidential Equipment Replacement (NRER) | Furnace/Kiln/Oven | FURNACE | BELL- ATMOSPHERE | MELTING ALUMINUM | 112 | 7 | 183 | 14 | 1
Nonresidential Equipment Replacement (NRER) | Furnace/Kiln/Oven | FURNACE | BELL- ATMOSPHERE | MELTING BRASS | 112 | 7 | 185 | 14 | 1
Nonresidential Equipment Replacement (NRER) | Furnace/Kiln/Oven | FURNACE | BELL- ATMOSPHERE | MELTING BRONZE | 112 | 7 | 186 | 14 | 1
Nonresidential Equipment Replacement (NRER) | Furnace/Kiln/Oven | FURNACE | BELL- ATMOSPHERE | MELTING FRIT | 112 | 7 | 181 | 14 | 1
Nonresidential Equipment Replacement (NRER) | Furnace/Kiln/Oven | FURNACE | BELL- ATMOSPHERE | MELTING IRON | 112 | 7 | 187 | 14 | 1
Nonresidential Equipment Replacement (NRER) | Furnace/Kiln/Oven | FURNACE | BELL- ATMOSPHERE | MELTING LEAD | 112 | 7 | 188 | 14 | 1
Nonresidential Equipment Replacement (NRER) | Furnace/Kiln/Oven | FURNACE | BELL- ATMOSPHERE | MELTING MAGNESIUM | 112 | 7 | 189 | 14 | 1
Nonresidential Equipment Replacement (NRER) | Furnace/Kiln/Oven | FURNACE | BELL- ATMOSPHERE | MELTING METAL | 112 | 7 | 182 | 14 | 1
Nonresidential Equipment Replacement (NRER) | Furnace/Kiln/Oven | FURNACE | BELL- ATMOSPHERE | MELTING ZINC | 112 | 7 | 190 | 14 | 1
Nonresidential Equipment Replacement (NRER) | Furnace/Kiln/Oven | FURNACE | BELL- ATMOSPHERE | NORMALIZING | 112 | 7 | 195 | 14 | 1
Nonresidential Equipment Replacement (NRER) | Furnace/Kiln/Oven | FURNACE | BELL- ATMOSPHERE | POPPING PERLITE | 112 | 7 | 191 | 14 | 1
Nonresidential Equipment Replacement (NRER) | Furnace/Kiln/Oven | FURNACE | BELL- ATMOSPHERE | PRE-HEATING | 112 | 7 | 192 | 14 | 1
Nonresidential Equipment Replacement (NRER) | Furnace/Kiln/Oven | FURNACE | BELL- ATMOSPHERE | QUENCHING | 112 | 7 | 196 | 14 | 1
Nonresidential Equipment Replacement (NRER) | Furnace/Kiln/Oven | FURNACE | BELL- ATMOSPHERE | SINTERING METAL | 112 | 7 | 193 | 14 | 1
Nonresidential Equipment Replacement (NRER) | Furnace/Kiln/Oven | FURNACE | BELL- ATMOSPHERE | SMELTING SCRAP | 112 | 7 | 194 | 14 | 1
Nonresidential Equipment Replacement (NRER) | Furnace/Kiln/Oven | FURNACE | BELL- ATMOSPHERE | ZINC VAPORIZATION | 112 | 7 | 200 | 14 | 1
Nonresidential Equipment Replacement (NRER) | Furnace/Kiln/Oven | FURNACE | BILLET | ANNEALING | 113 | 7 | 170 | 14 | 1
Nonresidential Equipment Replacement (NRER) | Furnace/Kiln/Oven | FURNACE | BILLET | BRAZING METAL PARTS | 113 | 7 | 171 | 14 | 1
Nonresidential Equipment Replacement (NRER) | Furnace/Kiln/Oven | FURNACE | BILLET | CARBON REGENERATION | 113 | 7 | 206 | 14 | 1
Nonresidential Equipment Replacement (NRER) | Furnace/Kiln/Oven | FURNACE | BILLET | CARBURIZING | 113 | 7 | 172 | 14 | 1
Nonresidential Equipment Replacement (NRER) | Furnace/Kiln/Oven | FURNACE | BILLET | CARBURIZING/QUENCH | 113 | 7 | 199 | 14 | 1
Nonresidential Equipment Replacement (NRER) | Furnace/Kiln/Oven | FURNACE | BILLET | DEOXIDIZING METAL | 113 | 7 | 202 | 14 | 1
Nonresidential Equipment Replacement (NRER) | Furnace/Kiln/Oven | FURNACE | BILLET | DRAW | 113 | 7 | 198 | 14 | 1
Nonresidential Equipment Replacement (NRER) | Furnace/Kiln/Oven | FURNACE | BILLET | EXPNDNG PERLITE ORE | 113 | 7 | 205 | 14 | 1
Nonresidential Equipment Replacement (NRER) | Furnace/Kiln/Oven | FURNACE | BILLET | EXTRUDING METAL | 113 | 7 | 203 | 14 | 1
Nonresidential Equipment Replacement (NRER) | Furnace/Kiln/Oven | FURNACE | BILLET | FIRING PORCEL. ENML. | 113 | 7 | 173 | 14 | 1
Nonresidential Equipment Replacement (NRER) | Furnace/Kiln/Oven | FURNACE | BILLET | FORMING | 113 | 7 | 201 | 14 | 1
Nonresidential Equipment Replacement (NRER) | Furnace/Kiln/Oven | FURNACE | BILLET | GLASS MELTING | 113 | 7 | 174 | 14 | 1
Nonresidential Equipment Replacement (NRER) | Furnace/Kiln/Oven | FURNACE | BILLET | GLAZING PROCESS | 113 | 7 | 175 | 14 | 1
Nonresidential Equipment Replacement (NRER) | Furnace/Kiln/Oven | FURNACE | BILLET | HARDENING | 113 | 7 | 176 | 14 | 1
Nonresidential Equipment Replacement (NRER) | Furnace/Kiln/Oven | FURNACE | BILLET | HEAT TREATING | 113 | 7 | 179 | 14 | 1
Nonresidential Equipment Replacement (NRER) | Furnace/Kiln/Oven | FURNACE | BILLET | HEATING FOR FORGING | 113 | 7 | 177 | 14 | 1
Nonresidential Equipment Replacement (NRER) | Furnace/Kiln/Oven | FURNACE | BILLET | HEATING FOR ROLLING | 113 | 7 | 178 | 14 | 1
Nonresidential Equipment Replacement (NRER) | Furnace/Kiln/Oven | FURNACE | BILLET | HOLDING MOLTEN METAL | 113 | 7 | 180 | 14 | 1
Nonresidential Equipment Replacement (NRER) | Furnace/Kiln/Oven | FURNACE | BILLET | MELTING ALUM.-BRONZE | 113 | 7 | 184 | 14 | 1
Nonresidential Equipment Replacement (NRER) | Furnace/Kiln/Oven | FURNACE | BILLET | MELTING ALUMINUM | 113 | 7 | 183 | 14 | 1
Nonresidential Equipment Replacement (NRER) | Furnace/Kiln/Oven | FURNACE | BILLET | MELTING BRASS | 113 | 7 | 185 | 14 | 1
Nonresidential Equipment Replacement (NRER) | Furnace/Kiln/Oven | FURNACE | BILLET | MELTING BRONZE | 113 | 7 | 186 | 14 | 1
Nonresidential Equipment Replacement (NRER) | Furnace/Kiln/Oven | FURNACE | BILLET | MELTING FRIT | 113 | 7 | 181 | 14 | 1
Nonresidential Equipment Replacement (NRER) | Furnace/Kiln/Oven | FURNACE | BILLET | MELTING IRON | 113 | 7 | 187 | 14 | 1
Nonresidential Equipment Replacement (NRER) | Furnace/Kiln/Oven | FURNACE | BILLET | MELTING LEAD | 113 | 7 | 188 | 14 | 1
Nonresidential Equipment Replacement (NRER) | Furnace/Kiln/Oven | FURNACE | BILLET | MELTING MAGNESIUM | 113 | 7 | 189 | 14 | 1
Nonresidential Equipment Replacement (NRER) | Furnace/Kiln/Oven | FURNACE | BILLET | MELTING METAL | 113 | 7 | 182 | 14 | 1
Nonresidential Equipment Replacement (NRER) | Furnace/Kiln/Oven | FURNACE | BILLET | MELTING ZINC | 113 | 7 | 190 | 14 | 1
Nonresidential Equipment Replacement (NRER) | Furnace/Kiln/Oven | FURNACE | BILLET | NORMALIZING | 113 | 7 | 195 | 14 | 1
Nonresidential Equipment Replacement (NRER) | Furnace/Kiln/Oven | FURNACE | BILLET | POPPING PERLITE | 113 | 7 | 191 | 14 | 1
Nonresidential Equipment Replacement (NRER) | Furnace/Kiln/Oven | FURNACE | BILLET | PRE-HEATING | 113 | 7 | 192 | 14 | 1
Nonresidential Equipment Replacement (NRER) | Furnace/Kiln/Oven | FURNACE | BILLET | QUENCHING | 113 | 7 | 196 | 14 | 1
Nonresidential Equipment Replacement (NRER) | Furnace/Kiln/Oven | FURNACE | BILLET | SINTERING METAL | 113 | 7 | 193 | 14 | 1
Nonresidential Equipment Replacement (NRER) | Furnace/Kiln/Oven | FURNACE | BILLET | SMELTING SCRAP | 113 | 7 | 194 | 14 | 1
Nonresidential Equipment Replacement (NRER) | Furnace/Kiln/Oven | FURNACE | BILLET | ZINC VAPORIZATION | 113 | 7 | 200 | 14 | 1
Nonresidential Equipment Replacement (NRER) | Furnace/Kiln/Oven | FURNACE | BILLET- CONTINUOUS | ANNEALING | 114 | 7 | 170 | 14 | 1
Nonresidential Equipment Replacement (NRER) | Furnace/Kiln/Oven | FURNACE | BILLET- CONTINUOUS | BRAZING METAL PARTS | 114 | 7 | 171 | 14 | 1
Nonresidential Equipment Replacement (NRER) | Furnace/Kiln/Oven | FURNACE | BILLET- CONTINUOUS | CARBON REGENERATION | 114 | 7 | 206 | 14 | 1
Nonresidential Equipment Replacement (NRER) | Furnace/Kiln/Oven | FURNACE | BILLET- CONTINUOUS | CARBURIZING | 114 | 7 | 172 | 14 | 1
Nonresidential Equipment Replacement (NRER) | Furnace/Kiln/Oven | FURNACE | BILLET- CONTINUOUS | CARBURIZING/QUENCH | 114 | 7 | 199 | 14 | 1
Nonresidential Equipment Replacement (NRER) | Furnace/Kiln/Oven | FURNACE | BILLET- CONTINUOUS | DEOXIDIZING METAL | 114 | 7 | 202 | 14 | 1
Nonresidential Equipment Replacement (NRER) | Furnace/Kiln/Oven | FURNACE | BILLET- CONTINUOUS | DRAW | 114 | 7 | 198 | 14 | 1
Nonresidential Equipment Replacement (NRER) | Furnace/Kiln/Oven | FURNACE | BILLET- CONTINUOUS | EXPNDNG PERLITE ORE | 114 | 7 | 205 | 14 | 1
Nonresidential Equipment Replacement (NRER) | Furnace/Kiln/Oven | FURNACE | BILLET- CONTINUOUS | EXTRUDING METAL | 114 | 7 | 203 | 14 | 1
Nonresidential Equipment Replacement (NRER) | Furnace/Kiln/Oven | FURNACE | BILLET- CONTINUOUS | FIRING PORCEL. ENML. | 114 | 7 | 173 | 14 | 1
Nonresidential Equipment Replacement (NRER) | Furnace/Kiln/Oven | FURNACE | BILLET- CONTINUOUS | FORMING | 114 | 7 | 201 | 14 | 1
Nonresidential Equipment Replacement (NRER) | Furnace/Kiln/Oven | FURNACE | BILLET- CONTINUOUS | GLASS MELTING | 114 | 7 | 174 | 14 | 1
Nonresidential Equipment Replacement (NRER) | Furnace/Kiln/Oven | FURNACE | BILLET- CONTINUOUS | GLAZING PROCESS | 114 | 7 | 175 | 14 | 1
Nonresidential Equipment Replacement (NRER) | Furnace/Kiln/Oven | FURNACE | BILLET- CONTINUOUS | HARDENING | 114 | 7 | 176 | 14 | 1
Nonresidential Equipment Replacement (NRER) | Furnace/Kiln/Oven | FURNACE | BILLET- CONTINUOUS | HEAT TREATING | 114 | 7 | 179 | 14 | 1
Nonresidential Equipment Replacement (NRER) | Furnace/Kiln/Oven | FURNACE | BILLET- CONTINUOUS | HEATING FOR FORGING | 114 | 7 | 177 | 14 | 1
Nonresidential Equipment Replacement (NRER) | Furnace/Kiln/Oven | FURNACE | BILLET- CONTINUOUS | HEATING FOR ROLLING | 114 | 7 | 178 | 14 | 1
Nonresidential Equipment Replacement (NRER) | Furnace/Kiln/Oven | FURNACE | BILLET- CONTINUOUS | HOLDING MOLTEN METAL | 114 | 7 | 180 | 14 | 1
Nonresidential Equipment Replacement (NRER) | Furnace/Kiln/Oven | FURNACE | BILLET- CONTINUOUS | MELTING ALUM.-BRONZE | 114 | 7 | 184 | 14 | 1
Nonresidential Equipment Replacement (NRER) | Furnace/Kiln/Oven | FURNACE | BILLET- CONTINUOUS | MELTING ALUMINUM | 114 | 7 | 183 | 14 | 1
Nonresidential Equipment Replacement (NRER) | Furnace/Kiln/Oven | FURNACE | BILLET- CONTINUOUS | MELTING BRASS | 114 | 7 | 185 | 14 | 1
Nonresidential Equipment Replacement (NRER) | Furnace/Kiln/Oven | FURNACE | BILLET- CONTINUOUS | MELTING BRONZE | 114 | 7 | 186 | 14 | 1
Nonresidential Equipment Replacement (NRER) | Furnace/Kiln/Oven | FURNACE | BILLET- CONTINUOUS | MELTING FRIT | 114 | 7 | 181 | 14 | 1
Nonresidential Equipment Replacement (NRER) | Furnace/Kiln/Oven | FURNACE | BILLET- CONTINUOUS | MELTING IRON | 114 | 7 | 187 | 14 | 1
Nonresidential Equipment Replacement (NRER) | Furnace/Kiln/Oven | FURNACE | BILLET- CONTINUOUS | MELTING LEAD | 114 | 7 | 188 | 14 | 1
Nonresidential Equipment Replacement (NRER) | Furnace/Kiln/Oven | FURNACE | BILLET- CONTINUOUS | MELTING MAGNESIUM | 114 | 7 | 189 | 14 | 1
Nonresidential Equipment Replacement (NRER) | Furnace/Kiln/Oven | FURNACE | BILLET- CONTINUOUS | MELTING METAL | 114 | 7 | 182 | 14 | 1
Nonresidential Equipment Replacement (NRER) | Furnace/Kiln/Oven | FURNACE | BILLET- CONTINUOUS | MELTING ZINC | 114 | 7 | 190 | 14 | 1
Nonresidential Equipment Replacement (NRER) | Furnace/Kiln/Oven | FURNACE | BILLET- CONTINUOUS | NORMALIZING | 114 | 7 | 195 | 14 | 1
Nonresidential Equipment Replacement (NRER) | Furnace/Kiln/Oven | FURNACE | BILLET- CONTINUOUS | POPPING PERLITE | 114 | 7 | 191 | 14 | 1
Nonresidential Equipment Replacement (NRER) | Furnace/Kiln/Oven | FURNACE | BILLET- CONTINUOUS | PRE-HEATING | 114 | 7 | 192 | 14 | 1
Nonresidential Equipment Replacement (NRER) | Furnace/Kiln/Oven | FURNACE | BILLET- CONTINUOUS | QUENCHING | 114 | 7 | 196 | 14 | 1
Nonresidential Equipment Replacement (NRER) | Furnace/Kiln/Oven | FURNACE | BILLET- CONTINUOUS | SINTERING METAL | 114 | 7 | 193 | 14 | 1
Nonresidential Equipment Replacement (NRER) | Furnace/Kiln/Oven | FURNACE | BILLET- CONTINUOUS | SMELTING SCRAP | 114 | 7 | 194 | 14 | 1
Nonresidential Equipment Replacement (NRER) | Furnace/Kiln/Oven | FURNACE | BILLET- CONTINUOUS | ZINC VAPORIZATION | 114 | 7 | 200 | 14 | 1
Nonresidential Equipment Replacement (NRER) | Furnace/Kiln/Oven | FURNACE | BLAST | ANNEALING | 115 | 7 | 170 | 14 | 1
Nonresidential Equipment Replacement (NRER) | Furnace/Kiln/Oven | FURNACE | BLAST | BRAZING METAL PARTS | 115 | 7 | 171 | 14 | 1
Nonresidential Equipment Replacement (NRER) | Furnace/Kiln/Oven | FURNACE | BLAST | CARBON REGENERATION | 115 | 7 | 206 | 14 | 1
Nonresidential Equipment Replacement (NRER) | Furnace/Kiln/Oven | FURNACE | BLAST | CARBURIZING | 115 | 7 | 172 | 14 | 1
Nonresidential Equipment Replacement (NRER) | Furnace/Kiln/Oven | FURNACE | BLAST | CARBURIZING/QUENCH | 115 | 7 | 199 | 14 | 1
Nonresidential Equipment Replacement (NRER) | Furnace/Kiln/Oven | FURNACE | BLAST | DEOXIDIZING METAL | 115 | 7 | 202 | 14 | 1
Nonresidential Equipment Replacement (NRER) | Furnace/Kiln/Oven | FURNACE | BLAST | DRAW | 115 | 7 | 198 | 14 | 1
Nonresidential Equipment Replacement (NRER) | Furnace/Kiln/Oven | FURNACE | BLAST | EXPNDNG PERLITE ORE | 115 | 7 | 205 | 14 | 1
Nonresidential Equipment Replacement (NRER) | Furnace/Kiln/Oven | FURNACE | BLAST | EXTRUDING METAL | 115 | 7 | 203 | 14 | 1
Nonresidential Equipment Replacement (NRER) | Furnace/Kiln/Oven | FURNACE | BLAST | FIRING PORCEL. ENML. | 115 | 7 | 173 | 14 | 1
Nonresidential Equipment Replacement (NRER) | Furnace/Kiln/Oven | FURNACE | BLAST | FORMING | 115 | 7 | 201 | 14 | 1
Nonresidential Equipment Replacement (NRER) | Furnace/Kiln/Oven | FURNACE | BLAST | GLASS MELTING | 115 | 7 | 174 | 14 | 1
Nonresidential Equipment Replacement (NRER) | Furnace/Kiln/Oven | FURNACE | BLAST | GLAZING PROCESS | 115 | 7 | 175 | 14 | 1
Nonresidential Equipment Replacement (NRER) | Furnace/Kiln/Oven | FURNACE | BLAST | HARDENING | 115 | 7 | 176 | 14 | 1
Nonresidential Equipment Replacement (NRER) | Furnace/Kiln/Oven | FURNACE | BLAST | HEAT TREATING | 115 | 7 | 179 | 14 | 1
Nonresidential Equipment Replacement (NRER) | Furnace/Kiln/Oven | FURNACE | BLAST | HEATING FOR FORGING | 115 | 7 | 177 | 14 | 1
Nonresidential Equipment Replacement (NRER) | Furnace/Kiln/Oven | FURNACE | BLAST | HEATING FOR ROLLING | 115 | 7 | 178 | 14 | 1
Nonresidential Equipment Replacement (NRER) | Furnace/Kiln/Oven | FURNACE | BLAST | HOLDING MOLTEN METAL | 115 | 7 | 180 | 14 | 1
Nonresidential Equipment Replacement (NRER) | Furnace/Kiln/Oven | FURNACE | BLAST | MELTING ALUM.-BRONZE | 115 | 7 | 184 | 14 | 1
Nonresidential Equipment Replacement (NRER) | Furnace/Kiln/Oven | FURNACE | BLAST | MELTING ALUMINUM | 115 | 7 | 183 | 14 | 1
Nonresidential Equipment Replacement (NRER) | Furnace/Kiln/Oven | FURNACE | BLAST | MELTING BRASS | 115 | 7 | 185 | 14 | 1
Nonresidential Equipment Replacement (NRER) | Furnace/Kiln/Oven | FURNACE | BLAST | MELTING BRONZE | 115 | 7 | 186 | 14 | 1
Nonresidential Equipment Replacement (NRER) | Furnace/Kiln/Oven | FURNACE | BLAST | MELTING FRIT | 115 | 7 | 181 | 14 | 1
Nonresidential Equipment Replacement (NRER) | Furnace/Kiln/Oven | FURNACE | BLAST | MELTING IRON | 115 | 7 | 187 | 14 | 1
Nonresidential Equipment Replacement (NRER) | Furnace/Kiln/Oven | FURNACE | BLAST | MELTING LEAD | 115 | 7 | 188 | 14 | 1
Nonresidential Equipment Replacement (NRER) | Furnace/Kiln/Oven | FURNACE | BLAST | MELTING MAGNESIUM | 115 | 7 | 189 | 14 | 1
Nonresidential Equipment Replacement (NRER) | Furnace/Kiln/Oven | FURNACE | BLAST | MELTING METAL | 115 | 7 | 182 | 14 | 1
Nonresidential Equipment Replacement (NRER) | Furnace/Kiln/Oven | FURNACE | BLAST | MELTING ZINC | 115 | 7 | 190 | 14 | 1
Nonresidential Equipment Replacement (NRER) | Furnace/Kiln/Oven | FURNACE | BLAST | NORMALIZING | 115 | 7 | 195 | 14 | 1
Nonresidential Equipment Replacement (NRER) | Furnace/Kiln/Oven | FURNACE | BLAST | POPPING PERLITE | 115 | 7 | 191 | 14 | 1
Nonresidential Equipment Replacement (NRER) | Furnace/Kiln/Oven | FURNACE | BLAST | PRE-HEATING | 115 | 7 | 192 | 14 | 1
Nonresidential Equipment Replacement (NRER) | Furnace/Kiln/Oven | FURNACE | BLAST | QUENCHING | 115 | 7 | 196 | 14 | 1
Nonresidential Equipment Replacement (NRER) | Furnace/Kiln/Oven | FURNACE | BLAST | SINTERING METAL | 115 | 7 | 193 | 14 | 1
Nonresidential Equipment Replacement (NRER) | Furnace/Kiln/Oven | FURNACE | BLAST | SMELTING SCRAP | 115 | 7 | 194 | 14 | 1
Nonresidential Equipment Replacement (NRER) | Furnace/Kiln/Oven | FURNACE | BLAST | ZINC VAPORIZATION | 115 | 7 | 200 | 14 | 1
Nonresidential Equipment Replacement (NRER) | Furnace/Kiln/Oven | FURNACE | CAR BOTTOM | ANNEALING | 117 | 7 | 170 | 14 | 1
Nonresidential Equipment Replacement (NRER) | Furnace/Kiln/Oven | FURNACE | CAR BOTTOM | BRAZING METAL PARTS | 117 | 7 | 171 | 14 | 1
Nonresidential Equipment Replacement (NRER) | Furnace/Kiln/Oven | FURNACE | CAR BOTTOM | CARBON REGENERATION | 117 | 7 | 206 | 14 | 1
Nonresidential Equipment Replacement (NRER) | Furnace/Kiln/Oven | FURNACE | CAR BOTTOM | CARBURIZING | 117 | 7 | 172 | 14 | 1
Nonresidential Equipment Replacement (NRER) | Furnace/Kiln/Oven | FURNACE | CAR BOTTOM | CARBURIZING/QUENCH | 117 | 7 | 199 | 14 | 1
Nonresidential Equipment Replacement (NRER) | Furnace/Kiln/Oven | FURNACE | CAR BOTTOM | DEOXIDIZING METAL | 117 | 7 | 202 | 14 | 1
Nonresidential Equipment Replacement (NRER) | Furnace/Kiln/Oven | FURNACE | CAR BOTTOM | DRAW | 117 | 7 | 198 | 14 | 1
Nonresidential Equipment Replacement (NRER) | Furnace/Kiln/Oven | FURNACE | CAR BOTTOM | EXPNDNG PERLITE ORE | 117 | 7 | 205 | 14 | 1
Nonresidential Equipment Replacement (NRER) | Furnace/Kiln/Oven | FURNACE | CAR BOTTOM | EXTRUDING METAL | 117 | 7 | 203 | 14 | 1
Nonresidential Equipment Replacement (NRER) | Furnace/Kiln/Oven | FURNACE | CAR BOTTOM | FIRING PORCEL. ENML. | 117 | 7 | 173 | 14 | 1
Nonresidential Equipment Replacement (NRER) | Furnace/Kiln/Oven | FURNACE | CAR BOTTOM | FORMING | 117 | 7 | 201 | 14 | 1
Nonresidential Equipment Replacement (NRER) | Furnace/Kiln/Oven | FURNACE | CAR BOTTOM | GLASS MELTING | 117 | 7 | 174 | 14 | 1
Nonresidential Equipment Replacement (NRER) | Furnace/Kiln/Oven | FURNACE | CAR BOTTOM | GLAZING PROCESS | 117 | 7 | 175 | 14 | 1
Nonresidential Equipment Replacement (NRER) | Furnace/Kiln/Oven | FURNACE | CAR BOTTOM | HARDENING | 117 | 7 | 176 | 14 | 1
Nonresidential Equipment Replacement (NRER) | Furnace/Kiln/Oven | FURNACE | CAR BOTTOM | HEAT TREATING | 117 | 7 | 179 | 14 | 1
Nonresidential Equipment Replacement (NRER) | Furnace/Kiln/Oven | FURNACE | CAR BOTTOM | HEATING FOR FORGING | 117 | 7 | 177 | 14 | 1
Nonresidential Equipment Replacement (NRER) | Furnace/Kiln/Oven | FURNACE | CAR BOTTOM | HEATING FOR ROLLING | 117 | 7 | 178 | 14 | 1
Nonresidential Equipment Replacement (NRER) | Furnace/Kiln/Oven | FURNACE | CAR BOTTOM | HOLDING MOLTEN METAL | 117 | 7 | 180 | 14 | 1
Nonresidential Equipment Replacement (NRER) | Furnace/Kiln/Oven | FURNACE | CAR BOTTOM | MELTING ALUM.-BRONZE | 117 | 7 | 184 | 14 | 1
Nonresidential Equipment Replacement (NRER) | Furnace/Kiln/Oven | FURNACE | CAR BOTTOM | MELTING ALUMINUM | 117 | 7 | 183 | 14 | 1
Nonresidential Equipment Replacement (NRER) | Furnace/Kiln/Oven | FURNACE | CAR BOTTOM | MELTING BRASS | 117 | 7 | 185 | 14 | 1
Nonresidential Equipment Replacement (NRER) | Furnace/Kiln/Oven | FURNACE | CAR BOTTOM | MELTING BRONZE | 117 | 7 | 186 | 14 | 1
Nonresidential Equipment Replacement (NRER) | Furnace/Kiln/Oven | FURNACE | CAR BOTTOM | MELTING FRIT | 117 | 7 | 181 | 14 | 1
Nonresidential Equipment Replacement (NRER) | Furnace/Kiln/Oven | FURNACE | CAR BOTTOM | MELTING IRON | 117 | 7 | 187 | 14 | 1
Nonresidential Equipment Replacement (NRER) | Furnace/Kiln/Oven | FURNACE | CAR BOTTOM | MELTING LEAD | 117 | 7 | 188 | 14 | 1
Nonresidential Equipment Replacement (NRER) | Furnace/Kiln/Oven | FURNACE | CAR BOTTOM | MELTING MAGNESIUM | 117 | 7 | 189 | 14 | 1
Nonresidential Equipment Replacement (NRER) | Furnace/Kiln/Oven | FURNACE | CAR BOTTOM | MELTING METAL | 117 | 7 | 182 | 14 | 1
Nonresidential Equipment Replacement (NRER) | Furnace/Kiln/Oven | FURNACE | CAR BOTTOM | MELTING ZINC | 117 | 7 | 190 | 14 | 1
Nonresidential Equipment Replacement (NRER) | Furnace/Kiln/Oven | FURNACE | CAR BOTTOM | NORMALIZING | 117 | 7 | 195 | 14 | 1
Nonresidential Equipment Replacement (NRER) | Furnace/Kiln/Oven | FURNACE | CAR BOTTOM | POPPING PERLITE | 117 | 7 | 191 | 14 | 1
Nonresidential Equipment Replacement (NRER) | Furnace/Kiln/Oven | FURNACE | CAR BOTTOM | PRE-HEATING | 117 | 7 | 192 | 14 | 1
Nonresidential Equipment Replacement (NRER) | Furnace/Kiln/Oven | FURNACE | CAR BOTTOM | QUENCHING | 117 | 7 | 196 | 14 | 1
Nonresidential Equipment Replacement (NRER) | Furnace/Kiln/Oven | FURNACE | CAR BOTTOM | SINTERING METAL | 117 | 7 | 193 | 14 | 1
Nonresidential Equipment Replacement (NRER) | Furnace/Kiln/Oven | FURNACE | CAR BOTTOM | SMELTING SCRAP | 117 | 7 | 194 | 14 | 1
Nonresidential Equipment Replacement (NRER) | Furnace/Kiln/Oven | FURNACE | CAR BOTTOM | ZINC VAPORIZATION | 117 | 7 | 200 | 14 | 1
Nonresidential Equipment Replacement (NRER) | Furnace/Kiln/Oven | FURNACE | CONVEYOR | ANNEALING | 118 | 7 | 170 | 14 | 1
Nonresidential Equipment Replacement (NRER) | Furnace/Kiln/Oven | FURNACE | CONVEYOR | BRAZING METAL PARTS | 118 | 7 | 171 | 14 | 1
Nonresidential Equipment Replacement (NRER) | Furnace/Kiln/Oven | FURNACE | CONVEYOR | CARBON REGENERATION | 118 | 7 | 206 | 14 | 1
Nonresidential Equipment Replacement (NRER) | Furnace/Kiln/Oven | FURNACE | CONVEYOR | CARBURIZING | 118 | 7 | 172 | 14 | 1
Nonresidential Equipment Replacement (NRER) | Furnace/Kiln/Oven | FURNACE | CONVEYOR | CARBURIZING/QUENCH | 118 | 7 | 199 | 14 | 1
Nonresidential Equipment Replacement (NRER) | Furnace/Kiln/Oven | FURNACE | CONVEYOR | DEOXIDIZING METAL | 118 | 7 | 202 | 14 | 1
Nonresidential Equipment Replacement (NRER) | Furnace/Kiln/Oven | FURNACE | CONVEYOR | DRAW | 118 | 7 | 198 | 14 | 1
Nonresidential Equipment Replacement (NRER) | Furnace/Kiln/Oven | FURNACE | CONVEYOR | EXPNDNG PERLITE ORE | 118 | 7 | 205 | 14 | 1
Nonresidential Equipment Replacement (NRER) | Furnace/Kiln/Oven | FURNACE | CONVEYOR | EXTRUDING METAL | 118 | 7 | 203 | 14 | 1
Nonresidential Equipment Replacement (NRER) | Furnace/Kiln/Oven | FURNACE | CONVEYOR | FIRING PORCEL. ENML. | 118 | 7 | 173 | 14 | 1
Nonresidential Equipment Replacement (NRER) | Furnace/Kiln/Oven | FURNACE | CONVEYOR | FORMING | 118 | 7 | 201 | 14 | 1
Nonresidential Equipment Replacement (NRER) | Furnace/Kiln/Oven | FURNACE | CONVEYOR | GLASS MELTING | 118 | 7 | 174 | 14 | 1
Nonresidential Equipment Replacement (NRER) | Furnace/Kiln/Oven | FURNACE | CONVEYOR | GLAZING PROCESS | 118 | 7 | 175 | 14 | 1
Nonresidential Equipment Replacement (NRER) | Furnace/Kiln/Oven | FURNACE | CONVEYOR | HARDENING | 118 | 7 | 176 | 14 | 1
Nonresidential Equipment Replacement (NRER) | Furnace/Kiln/Oven | FURNACE | CONVEYOR | HEAT TREATING | 118 | 7 | 179 | 14 | 1
Nonresidential Equipment Replacement (NRER) | Furnace/Kiln/Oven | FURNACE | CONVEYOR | HEATING FOR FORGING | 118 | 7 | 177 | 14 | 1
Nonresidential Equipment Replacement (NRER) | Furnace/Kiln/Oven | FURNACE | CONVEYOR | HEATING FOR ROLLING | 118 | 7 | 178 | 14 | 1
Nonresidential Equipment Replacement (NRER) | Furnace/Kiln/Oven | FURNACE | CONVEYOR | HOLDING MOLTEN METAL | 118 | 7 | 180 | 14 | 1
Nonresidential Equipment Replacement (NRER) | Furnace/Kiln/Oven | FURNACE | CONVEYOR | MELTING ALUM.-BRONZE | 118 | 7 | 184 | 14 | 1
Nonresidential Equipment Replacement (NRER) | Furnace/Kiln/Oven | FURNACE | CONVEYOR | MELTING ALUMINUM | 118 | 7 | 183 | 14 | 1
Nonresidential Equipment Replacement (NRER) | Furnace/Kiln/Oven | FURNACE | CONVEYOR | MELTING BRASS | 118 | 7 | 185 | 14 | 1
Nonresidential Equipment Replacement (NRER) | Furnace/Kiln/Oven | FURNACE | CONVEYOR | MELTING BRONZE | 118 | 7 | 186 | 14 | 1
Nonresidential Equipment Replacement (NRER) | Furnace/Kiln/Oven | FURNACE | CONVEYOR | MELTING FRIT | 118 | 7 | 181 | 14 | 1
Nonresidential Equipment Replacement (NRER) | Furnace/Kiln/Oven | FURNACE | CONVEYOR | MELTING IRON | 118 | 7 | 187 | 14 | 1
Nonresidential Equipment Replacement (NRER) | Furnace/Kiln/Oven | FURNACE | CONVEYOR | MELTING LEAD | 118 | 7 | 188 | 14 | 1
Nonresidential Equipment Replacement (NRER) | Furnace/Kiln/Oven | FURNACE | CONVEYOR | MELTING MAGNESIUM | 118 | 7 | 189 | 14 | 1
Nonresidential Equipment Replacement (NRER) | Furnace/Kiln/Oven | FURNACE | CONVEYOR | MELTING METAL | 118 | 7 | 182 | 14 | 1
Nonresidential Equipment Replacement (NRER) | Furnace/Kiln/Oven | FURNACE | CONVEYOR | MELTING ZINC | 118 | 7 | 190 | 14 | 1
Nonresidential Equipment Replacement (NRER) | Furnace/Kiln/Oven | FURNACE | CONVEYOR | NORMALIZING | 118 | 7 | 195 | 14 | 1
Nonresidential Equipment Replacement (NRER) | Furnace/Kiln/Oven | FURNACE | CONVEYOR | POPPING PERLITE | 118 | 7 | 191 | 14 | 1
Nonresidential Equipment Replacement (NRER) | Furnace/Kiln/Oven | FURNACE | CONVEYOR | PRE-HEATING | 118 | 7 | 192 | 14 | 1
Nonresidential Equipment Replacement (NRER) | Furnace/Kiln/Oven | FURNACE | CONVEYOR | QUENCHING | 118 | 7 | 196 | 14 | 1
Nonresidential Equipment Replacement (NRER) | Furnace/Kiln/Oven | FURNACE | CONVEYOR | SINTERING METAL | 118 | 7 | 193 | 14 | 1
Nonresidential Equipment Replacement (NRER) | Furnace/Kiln/Oven | FURNACE | CONVEYOR | SMELTING SCRAP | 118 | 7 | 194 | 14 | 1
Nonresidential Equipment Replacement (NRER) | Furnace/Kiln/Oven | FURNACE | CONVEYOR | ZINC VAPORIZATION | 118 | 7 | 200 | 14 | 1
Nonresidential Equipment Replacement (NRER) | Furnace/Kiln/Oven | FURNACE | CRUCIBLE | ANNEALING | 119 | 7 | 170 | 14 | 1
Nonresidential Equipment Replacement (NRER) | Furnace/Kiln/Oven | FURNACE | CRUCIBLE | BRAZING METAL PARTS | 119 | 7 | 171 | 14 | 1
Nonresidential Equipment Replacement (NRER) | Furnace/Kiln/Oven | FURNACE | CRUCIBLE | CARBON REGENERATION | 119 | 7 | 206 | 14 | 1
Nonresidential Equipment Replacement (NRER) | Furnace/Kiln/Oven | FURNACE | CRUCIBLE | CARBURIZING | 119 | 7 | 172 | 14 | 1
Nonresidential Equipment Replacement (NRER) | Furnace/Kiln/Oven | FURNACE | CRUCIBLE | CARBURIZING/QUENCH | 119 | 7 | 199 | 14 | 1
Nonresidential Equipment Replacement (NRER) | Furnace/Kiln/Oven | FURNACE | CRUCIBLE | DEOXIDIZING METAL | 119 | 7 | 202 | 14 | 1
Nonresidential Equipment Replacement (NRER) | Furnace/Kiln/Oven | FURNACE | CRUCIBLE | DRAW | 119 | 7 | 198 | 14 | 1
Nonresidential Equipment Replacement (NRER) | Furnace/Kiln/Oven | FURNACE | CRUCIBLE | EXPNDNG PERLITE ORE | 119 | 7 | 205 | 14 | 1
Nonresidential Equipment Replacement (NRER) | Furnace/Kiln/Oven | FURNACE | CRUCIBLE | EXTRUDING METAL | 119 | 7 | 203 | 14 | 1
Nonresidential Equipment Replacement (NRER) | Furnace/Kiln/Oven | FURNACE | CRUCIBLE | FIRING PORCEL. ENML. | 119 | 7 | 173 | 14 | 1
Nonresidential Equipment Replacement (NRER) | Furnace/Kiln/Oven | FURNACE | CRUCIBLE | FORMING | 119 | 7 | 201 | 14 | 1
Nonresidential Equipment Replacement (NRER) | Furnace/Kiln/Oven | FURNACE | CRUCIBLE | GLASS MELTING | 119 | 7 | 174 | 14 | 1
Nonresidential Equipment Replacement (NRER) | Furnace/Kiln/Oven | FURNACE | CRUCIBLE | GLAZING PROCESS | 119 | 7 | 175 | 14 | 1
Nonresidential Equipment Replacement (NRER) | Furnace/Kiln/Oven | FURNACE | CRUCIBLE | HARDENING | 119 | 7 | 176 | 14 | 1
Nonresidential Equipment Replacement (NRER) | Furnace/Kiln/Oven | FURNACE | CRUCIBLE | HEAT TREATING | 119 | 7 | 179 | 14 | 1
Nonresidential Equipment Replacement (NRER) | Furnace/Kiln/Oven | FURNACE | CRUCIBLE | HEATING FOR FORGING | 119 | 7 | 177 | 14 | 1
Nonresidential Equipment Replacement (NRER) | Furnace/Kiln/Oven | FURNACE | CRUCIBLE | HEATING FOR ROLLING | 119 | 7 | 178 | 14 | 1
Nonresidential Equipment Replacement (NRER) | Furnace/Kiln/Oven | FURNACE | CRUCIBLE | HOLDING MOLTEN METAL | 119 | 7 | 180 | 14 | 1
Nonresidential Equipment Replacement (NRER) | Furnace/Kiln/Oven | FURNACE | CRUCIBLE | MELTING ALUM.-BRONZE | 119 | 7 | 184 | 14 | 1
Nonresidential Equipment Replacement (NRER) | Furnace/Kiln/Oven | FURNACE | CRUCIBLE | MELTING ALUMINUM | 119 | 7 | 183 | 14 | 1
Nonresidential Equipment Replacement (NRER) | Furnace/Kiln/Oven | FURNACE | CRUCIBLE | MELTING BRASS | 119 | 7 | 185 | 14 | 1
Nonresidential Equipment Replacement (NRER) | Furnace/Kiln/Oven | FURNACE | CRUCIBLE | MELTING BRONZE | 119 | 7 | 186 | 14 | 1
Nonresidential Equipment Replacement (NRER) | Furnace/Kiln/Oven | FURNACE | CRUCIBLE | MELTING FRIT | 119 | 7 | 181 | 14 | 1
Nonresidential Equipment Replacement (NRER) | Furnace/Kiln/Oven | FURNACE | CRUCIBLE | MELTING IRON | 119 | 7 | 187 | 14 | 1
Nonresidential Equipment Replacement (NRER) | Furnace/Kiln/Oven | FURNACE | CRUCIBLE | MELTING LEAD | 119 | 7 | 188 | 14 | 1
Nonresidential Equipment Replacement (NRER) | Furnace/Kiln/Oven | FURNACE | CRUCIBLE | MELTING MAGNESIUM | 119 | 7 | 189 | 14 | 1
Nonresidential Equipment Replacement (NRER) | Furnace/Kiln/Oven | FURNACE | CRUCIBLE | MELTING METAL | 119 | 7 | 182 | 14 | 1
Nonresidential Equipment Replacement (NRER) | Furnace/Kiln/Oven | FURNACE | CRUCIBLE | MELTING ZINC | 119 | 7 | 190 | 14 | 1
Nonresidential Equipment Replacement (NRER) | Furnace/Kiln/Oven | FURNACE | CRUCIBLE | NORMALIZING | 119 | 7 | 195 | 14 | 1
Nonresidential Equipment Replacement (NRER) | Furnace/Kiln/Oven | FURNACE | CRUCIBLE | POPPING PERLITE | 119 | 7 | 191 | 14 | 1
Nonresidential Equipment Replacement (NRER) | Furnace/Kiln/Oven | FURNACE | CRUCIBLE | PRE-HEATING | 119 | 7 | 192 | 14 | 1
Nonresidential Equipment Replacement (NRER) | Furnace/Kiln/Oven | FURNACE | CRUCIBLE | QUENCHING | 119 | 7 | 196 | 14 | 1
Nonresidential Equipment Replacement (NRER) | Furnace/Kiln/Oven | FURNACE | CRUCIBLE | SINTERING METAL | 119 | 7 | 193 | 14 | 1
Nonresidential Equipment Replacement (NRER) | Furnace/Kiln/Oven | FURNACE | CRUCIBLE | SMELTING SCRAP | 119 | 7 | 194 | 14 | 1
Nonresidential Equipment Replacement (NRER) | Furnace/Kiln/Oven | FURNACE | CRUCIBLE | ZINC VAPORIZATION | 119 | 7 | 200 | 14 | 1
Nonresidential Equipment Replacement (NRER) | Furnace/Kiln/Oven | FURNACE | CUPOLA | ANNEALING | 120 | 7 | 170 | 14 | 1
Nonresidential Equipment Replacement (NRER) | Furnace/Kiln/Oven | FURNACE | CUPOLA | BRAZING METAL PARTS | 120 | 7 | 171 | 14 | 1
Nonresidential Equipment Replacement (NRER) | Furnace/Kiln/Oven | FURNACE | CUPOLA | CARBON REGENERATION | 120 | 7 | 206 | 14 | 1
Nonresidential Equipment Replacement (NRER) | Furnace/Kiln/Oven | FURNACE | CUPOLA | CARBURIZING | 120 | 7 | 172 | 14 | 1
Nonresidential Equipment Replacement (NRER) | Furnace/Kiln/Oven | FURNACE | CUPOLA | CARBURIZING/QUENCH | 120 | 7 | 199 | 14 | 1
Nonresidential Equipment Replacement (NRER) | Furnace/Kiln/Oven | FURNACE | CUPOLA | DEOXIDIZING METAL | 120 | 7 | 202 | 14 | 1
Nonresidential Equipment Replacement (NRER) | Furnace/Kiln/Oven | FURNACE | CUPOLA | DRAW | 120 | 7 | 198 | 14 | 1
Nonresidential Equipment Replacement (NRER) | Furnace/Kiln/Oven | FURNACE | CUPOLA | EXPNDNG PERLITE ORE | 120 | 7 | 205 | 14 | 1
Nonresidential Equipment Replacement (NRER) | Furnace/Kiln/Oven | FURNACE | CUPOLA | EXTRUDING METAL | 120 | 7 | 203 | 14 | 1
Nonresidential Equipment Replacement (NRER) | Furnace/Kiln/Oven | FURNACE | CUPOLA | FIRING PORCEL. ENML. | 120 | 7 | 173 | 14 | 1
Nonresidential Equipment Replacement (NRER) | Furnace/Kiln/Oven | FURNACE | CUPOLA | FORMING | 120 | 7 | 201 | 14 | 1
Nonresidential Equipment Replacement (NRER) | Furnace/Kiln/Oven | FURNACE | CUPOLA | GLASS MELTING | 120 | 7 | 174 | 14 | 1
Nonresidential Equipment Replacement (NRER) | Furnace/Kiln/Oven | FURNACE | CUPOLA | GLAZING PROCESS | 120 | 7 | 175 | 14 | 1
Nonresidential Equipment Replacement (NRER) | Furnace/Kiln/Oven | FURNACE | CUPOLA | HARDENING | 120 | 7 | 176 | 14 | 1
Nonresidential Equipment Replacement (NRER) | Furnace/Kiln/Oven | FURNACE | CUPOLA | HEAT TREATING | 120 | 7 | 179 | 14 | 1
Nonresidential Equipment Replacement (NRER) | Furnace/Kiln/Oven | FURNACE | CUPOLA | HEATING FOR FORGING | 120 | 7 | 177 | 14 | 1
Nonresidential Equipment Replacement (NRER) | Furnace/Kiln/Oven | FURNACE | CUPOLA | HEATING FOR ROLLING | 120 | 7 | 178 | 14 | 1
Nonresidential Equipment Replacement (NRER) | Furnace/Kiln/Oven | FURNACE | CUPOLA | HOLDING MOLTEN METAL | 120 | 7 | 180 | 14 | 1
Nonresidential Equipment Replacement (NRER) | Furnace/Kiln/Oven | FURNACE | CUPOLA | MELTING ALUM.-BRONZE | 120 | 7 | 184 | 14 | 1
Nonresidential Equipment Replacement (NRER) | Furnace/Kiln/Oven | FURNACE | CUPOLA | MELTING ALUMINUM | 120 | 7 | 183 | 14 | 1
Nonresidential Equipment Replacement (NRER) | Furnace/Kiln/Oven | FURNACE | CUPOLA | MELTING BRASS | 120 | 7 | 185 | 14 | 1
Nonresidential Equipment Replacement (NRER) | Furnace/Kiln/Oven | FURNACE | CUPOLA | MELTING BRONZE | 120 | 7 | 186 | 14 | 1
Nonresidential Equipment Replacement (NRER) | Furnace/Kiln/Oven | FURNACE | CUPOLA | MELTING FRIT | 120 | 7 | 181 | 14 | 1
Nonresidential Equipment Replacement (NRER) | Furnace/Kiln/Oven | FURNACE | CUPOLA | MELTING IRON | 120 | 7 | 187 | 14 | 1
Nonresidential Equipment Replacement (NRER) | Furnace/Kiln/Oven | FURNACE | CUPOLA | MELTING LEAD | 120 | 7 | 188 | 14 | 1
Nonresidential Equipment Replacement (NRER) | Furnace/Kiln/Oven | FURNACE | CUPOLA | MELTING MAGNESIUM | 120 | 7 | 189 | 14 | 1
Nonresidential Equipment Replacement (NRER) | Furnace/Kiln/Oven | FURNACE | CUPOLA | MELTING METAL | 120 | 7 | 182 | 14 | 1
Nonresidential Equipment Replacement (NRER) | Furnace/Kiln/Oven | FURNACE | CUPOLA | MELTING ZINC | 120 | 7 | 190 | 14 | 1
Nonresidential Equipment Replacement (NRER) | Furnace/Kiln/Oven | FURNACE | CUPOLA | NORMALIZING | 120 | 7 | 195 | 14 | 1
Nonresidential Equipment Replacement (NRER) | Furnace/Kiln/Oven | FURNACE | CUPOLA | POPPING PERLITE | 120 | 7 | 191 | 14 | 1
Nonresidential Equipment Replacement (NRER) | Furnace/Kiln/Oven | FURNACE | CUPOLA | PRE-HEATING | 120 | 7 | 192 | 14 | 1
Nonresidential Equipment Replacement (NRER) | Furnace/Kiln/Oven | FURNACE | CUPOLA | QUENCHING | 120 | 7 | 196 | 14 | 1
Nonresidential Equipment Replacement (NRER) | Furnace/Kiln/Oven | FURNACE | CUPOLA | SINTERING METAL | 120 | 7 | 193 | 14 | 1
Nonresidential Equipment Replacement (NRER) | Furnace/Kiln/Oven | FURNACE | CUPOLA | SMELTING SCRAP | 120 | 7 | 194 | 14 | 1
Nonresidential Equipment Replacement (NRER) | Furnace/Kiln/Oven | FURNACE | CUPOLA | ZINC VAPORIZATION | 120 | 7 | 200 | 14 | 1
Nonresidential Equipment Replacement (NRER) | Furnace/Kiln/Oven | FURNACE | DIE CASTING | ANNEALING | 121 | 7 | 170 | 14 | 1
Nonresidential Equipment Replacement (NRER) | Furnace/Kiln/Oven | FURNACE | DIE CASTING | BRAZING METAL PARTS | 121 | 7 | 171 | 14 | 1
Nonresidential Equipment Replacement (NRER) | Furnace/Kiln/Oven | FURNACE | DIE CASTING | CARBON REGENERATION | 121 | 7 | 206 | 14 | 1
Nonresidential Equipment Replacement (NRER) | Furnace/Kiln/Oven | FURNACE | DIE CASTING | CARBURIZING | 121 | 7 | 172 | 14 | 1
Nonresidential Equipment Replacement (NRER) | Furnace/Kiln/Oven | FURNACE | DIE CASTING | CARBURIZING/QUENCH | 121 | 7 | 199 | 14 | 1
Nonresidential Equipment Replacement (NRER) | Furnace/Kiln/Oven | FURNACE | DIE CASTING | DEOXIDIZING METAL | 121 | 7 | 202 | 14 | 1
Nonresidential Equipment Replacement (NRER) | Furnace/Kiln/Oven | FURNACE | DIE CASTING | DRAW | 121 | 7 | 198 | 14 | 1
Nonresidential Equipment Replacement (NRER) | Furnace/Kiln/Oven | FURNACE | DIE CASTING | EXPNDNG PERLITE ORE | 121 | 7 | 205 | 14 | 1
Nonresidential Equipment Replacement (NRER) | Furnace/Kiln/Oven | FURNACE | DIE CASTING | EXTRUDING METAL | 121 | 7 | 203 | 14 | 1
Nonresidential Equipment Replacement (NRER) | Furnace/Kiln/Oven | FURNACE | DIE CASTING | FIRING PORCEL. ENML. | 121 | 7 | 173 | 14 | 1
Nonresidential Equipment Replacement (NRER) | Furnace/Kiln/Oven | FURNACE | DIE CASTING | FORMING | 121 | 7 | 201 | 14 | 1
Nonresidential Equipment Replacement (NRER) | Furnace/Kiln/Oven | FURNACE | DIE CASTING | GLASS MELTING | 121 | 7 | 174 | 14 | 1
Nonresidential Equipment Replacement (NRER) | Furnace/Kiln/Oven | FURNACE | DIE CASTING | GLAZING PROCESS | 121 | 7 | 175 | 14 | 1
Nonresidential Equipment Replacement (NRER) | Furnace/Kiln/Oven | FURNACE | DIE CASTING | HARDENING | 121 | 7 | 176 | 14 | 1
Nonresidential Equipment Replacement (NRER) | Furnace/Kiln/Oven | FURNACE | DIE CASTING | HEAT TREATING | 121 | 7 | 179 | 14 | 1
Nonresidential Equipment Replacement (NRER) | Furnace/Kiln/Oven | FURNACE | DIE CASTING | HEATING FOR FORGING | 121 | 7 | 177 | 14 | 1
Nonresidential Equipment Replacement (NRER) | Furnace/Kiln/Oven | FURNACE | DIE CASTING | HEATING FOR ROLLING | 121 | 7 | 178 | 14 | 1
Nonresidential Equipment Replacement (NRER) | Furnace/Kiln/Oven | FURNACE | DIE CASTING | HOLDING MOLTEN METAL | 121 | 7 | 180 | 14 | 1
Nonresidential Equipment Replacement (NRER) | Furnace/Kiln/Oven | FURNACE | DIE CASTING | MELTING ALUM.-BRONZE | 121 | 7 | 184 | 14 | 1
Nonresidential Equipment Replacement (NRER) | Furnace/Kiln/Oven | FURNACE | DIE CASTING | MELTING ALUMINUM | 121 | 7 | 183 | 14 | 1
Nonresidential Equipment Replacement (NRER) | Furnace/Kiln/Oven | FURNACE | DIE CASTING | MELTING BRASS | 121 | 7 | 185 | 14 | 1
Nonresidential Equipment Replacement (NRER) | Furnace/Kiln/Oven | FURNACE | DIE CASTING | MELTING BRONZE | 121 | 7 | 186 | 14 | 1
Nonresidential Equipment Replacement (NRER) | Furnace/Kiln/Oven | FURNACE | DIE CASTING | MELTING FRIT | 121 | 7 | 181 | 14 | 1
Nonresidential Equipment Replacement (NRER) | Furnace/Kiln/Oven | FURNACE | DIE CASTING | MELTING IRON | 121 | 7 | 187 | 14 | 1
Nonresidential Equipment Replacement (NRER) | Furnace/Kiln/Oven | FURNACE | DIE CASTING | MELTING LEAD | 121 | 7 | 188 | 14 | 1
Nonresidential Equipment Replacement (NRER) | Furnace/Kiln/Oven | FURNACE | DIE CASTING | MELTING MAGNESIUM | 121 | 7 | 189 | 14 | 1
Nonresidential Equipment Replacement (NRER) | Furnace/Kiln/Oven | FURNACE | DIE CASTING | MELTING METAL | 121 | 7 | 182 | 14 | 1
Nonresidential Equipment Replacement (NRER) | Furnace/Kiln/Oven | FURNACE | DIE CASTING | MELTING ZINC | 121 | 7 | 190 | 14 | 1
Nonresidential Equipment Replacement (NRER) | Furnace/Kiln/Oven | FURNACE | DIE CASTING | NORMALIZING | 121 | 7 | 195 | 14 | 1
Nonresidential Equipment Replacement (NRER) | Furnace/Kiln/Oven | FURNACE | DIE CASTING | POPPING PERLITE | 121 | 7 | 191 | 14 | 1
Nonresidential Equipment Replacement (NRER) | Furnace/Kiln/Oven | FURNACE | DIE CASTING | PRE-HEATING | 121 | 7 | 192 | 14 | 1
Nonresidential Equipment Replacement (NRER) | Furnace/Kiln/Oven | FURNACE | DIE CASTING | QUENCHING | 121 | 7 | 196 | 14 | 1
Nonresidential Equipment Replacement (NRER) | Furnace/Kiln/Oven | FURNACE | DIE CASTING | SINTERING METAL | 121 | 7 | 193 | 14 | 1
Nonresidential Equipment Replacement (NRER) | Furnace/Kiln/Oven | FURNACE | DIE CASTING | SMELTING SCRAP | 121 | 7 | 194 | 14 | 1
Nonresidential Equipment Replacement (NRER) | Furnace/Kiln/Oven | FURNACE | DIE CASTING | ZINC VAPORIZATION | 121 | 7 | 200 | 14 | 1
Nonresidential Equipment Replacement (NRER) | Furnace/Kiln/Oven | FURNACE | DRAW | ANNEALING | 144 | 7 | 170 | 14 | 1
Nonresidential Equipment Replacement (NRER) | Furnace/Kiln/Oven | FURNACE | DRAW | BRAZING METAL PARTS | 144 | 7 | 171 | 14 | 1
Nonresidential Equipment Replacement (NRER) | Furnace/Kiln/Oven | FURNACE | DRAW | CARBON REGENERATION | 144 | 7 | 206 | 14 | 1
Nonresidential Equipment Replacement (NRER) | Furnace/Kiln/Oven | FURNACE | DRAW | CARBURIZING | 144 | 7 | 172 | 14 | 1
Nonresidential Equipment Replacement (NRER) | Furnace/Kiln/Oven | FURNACE | DRAW | CARBURIZING/QUENCH | 144 | 7 | 199 | 14 | 1
Nonresidential Equipment Replacement (NRER) | Furnace/Kiln/Oven | FURNACE | DRAW | DEOXIDIZING METAL | 144 | 7 | 202 | 14 | 1
Nonresidential Equipment Replacement (NRER) | Furnace/Kiln/Oven | FURNACE | DRAW | DRAW | 144 | 7 | 198 | 14 | 1
Nonresidential Equipment Replacement (NRER) | Furnace/Kiln/Oven | FURNACE | DRAW | EXPNDNG PERLITE ORE | 144 | 7 | 205 | 14 | 1
Nonresidential Equipment Replacement (NRER) | Furnace/Kiln/Oven | FURNACE | DRAW | EXTRUDING METAL | 144 | 7 | 203 | 14 | 1
Nonresidential Equipment Replacement (NRER) | Furnace/Kiln/Oven | FURNACE | DRAW | FIRING PORCEL. ENML. | 144 | 7 | 173 | 14 | 1
Nonresidential Equipment Replacement (NRER) | Furnace/Kiln/Oven | FURNACE | DRAW | FORMING | 144 | 7 | 201 | 14 | 1
Nonresidential Equipment Replacement (NRER) | Furnace/Kiln/Oven | FURNACE | DRAW | GLASS MELTING | 144 | 7 | 174 | 14 | 1
Nonresidential Equipment Replacement (NRER) | Furnace/Kiln/Oven | FURNACE | DRAW | GLAZING PROCESS | 144 | 7 | 175 | 14 | 1
Nonresidential Equipment Replacement (NRER) | Furnace/Kiln/Oven | FURNACE | DRAW | HARDENING | 144 | 7 | 176 | 14 | 1
Nonresidential Equipment Replacement (NRER) | Furnace/Kiln/Oven | FURNACE | DRAW | HEAT TREATING | 144 | 7 | 179 | 14 | 1
Nonresidential Equipment Replacement (NRER) | Furnace/Kiln/Oven | FURNACE | DRAW | HEATING FOR FORGING | 144 | 7 | 177 | 14 | 1
Nonresidential Equipment Replacement (NRER) | Furnace/Kiln/Oven | FURNACE | DRAW | HEATING FOR ROLLING | 144 | 7 | 178 | 14 | 1
Nonresidential Equipment Replacement (NRER) | Furnace/Kiln/Oven | FURNACE | DRAW | HOLDING MOLTEN METAL | 144 | 7 | 180 | 14 | 1
Nonresidential Equipment Replacement (NRER) | Furnace/Kiln/Oven | FURNACE | DRAW | MELTING ALUM.-BRONZE | 144 | 7 | 184 | 14 | 1
Nonresidential Equipment Replacement (NRER) | Furnace/Kiln/Oven | FURNACE | DRAW | MELTING ALUMINUM | 144 | 7 | 183 | 14 | 1
Nonresidential Equipment Replacement (NRER) | Furnace/Kiln/Oven | FURNACE | DRAW | MELTING BRASS | 144 | 7 | 185 | 14 | 1
Nonresidential Equipment Replacement (NRER) | Furnace/Kiln/Oven | FURNACE | DRAW | MELTING BRONZE | 144 | 7 | 186 | 14 | 1
Nonresidential Equipment Replacement (NRER) | Furnace/Kiln/Oven | FURNACE | DRAW | MELTING FRIT | 144 | 7 | 181 | 14 | 1
Nonresidential Equipment Replacement (NRER) | Furnace/Kiln/Oven | FURNACE | DRAW | MELTING IRON | 144 | 7 | 187 | 14 | 1
Nonresidential Equipment Replacement (NRER) | Furnace/Kiln/Oven | FURNACE | DRAW | MELTING LEAD | 144 | 7 | 188 | 14 | 1
Nonresidential Equipment Replacement (NRER) | Furnace/Kiln/Oven | FURNACE | DRAW | MELTING MAGNESIUM | 144 | 7 | 189 | 14 | 1
Nonresidential Equipment Replacement (NRER) | Furnace/Kiln/Oven | FURNACE | DRAW | MELTING METAL | 144 | 7 | 182 | 14 | 1
Nonresidential Equipment Replacement (NRER) | Furnace/Kiln/Oven | FURNACE | DRAW | MELTING ZINC | 144 | 7 | 190 | 14 | 1
Nonresidential Equipment Replacement (NRER) | Furnace/Kiln/Oven | FURNACE | DRAW | NORMALIZING | 144 | 7 | 195 | 14 | 1
Nonresidential Equipment Replacement (NRER) | Furnace/Kiln/Oven | FURNACE | DRAW | POPPING PERLITE | 144 | 7 | 191 | 14 | 1
Nonresidential Equipment Replacement (NRER) | Furnace/Kiln/Oven | FURNACE | DRAW | PRE-HEATING | 144 | 7 | 192 | 14 | 1
Nonresidential Equipment Replacement (NRER) | Furnace/Kiln/Oven | FURNACE | DRAW | QUENCHING | 144 | 7 | 196 | 14 | 1
Nonresidential Equipment Replacement (NRER) | Furnace/Kiln/Oven | FURNACE | DRAW | SINTERING METAL | 144 | 7 | 193 | 14 | 1
Nonresidential Equipment Replacement (NRER) | Furnace/Kiln/Oven | FURNACE | DRAW | SMELTING SCRAP | 144 | 7 | 194 | 14 | 1
Nonresidential Equipment Replacement (NRER) | Furnace/Kiln/Oven | FURNACE | DRAW | ZINC VAPORIZATION | 144 | 7 | 200 | 14 | 1
Nonresidential Equipment Replacement (NRER) | Furnace/Kiln/Oven | FURNACE | ENAMELING BATCH | ANNEALING | 122 | 7 | 170 | 14 | 1
Nonresidential Equipment Replacement (NRER) | Furnace/Kiln/Oven | FURNACE | ENAMELING BATCH | BRAZING METAL PARTS | 122 | 7 | 171 | 14 | 1
Nonresidential Equipment Replacement (NRER) | Furnace/Kiln/Oven | FURNACE | ENAMELING BATCH | CARBON REGENERATION | 122 | 7 | 206 | 14 | 1
Nonresidential Equipment Replacement (NRER) | Furnace/Kiln/Oven | FURNACE | ENAMELING BATCH | CARBURIZING | 122 | 7 | 172 | 14 | 1
Nonresidential Equipment Replacement (NRER) | Furnace/Kiln/Oven | FURNACE | ENAMELING BATCH | CARBURIZING/QUENCH | 122 | 7 | 199 | 14 | 1
Nonresidential Equipment Replacement (NRER) | Furnace/Kiln/Oven | FURNACE | ENAMELING BATCH | DEOXIDIZING METAL | 122 | 7 | 202 | 14 | 1
Nonresidential Equipment Replacement (NRER) | Furnace/Kiln/Oven | FURNACE | ENAMELING BATCH | DRAW | 122 | 7 | 198 | 14 | 1
Nonresidential Equipment Replacement (NRER) | Furnace/Kiln/Oven | FURNACE | ENAMELING BATCH | EXPNDNG PERLITE ORE | 122 | 7 | 205 | 14 | 1
Nonresidential Equipment Replacement (NRER) | Furnace/Kiln/Oven | FURNACE | ENAMELING BATCH | EXTRUDING METAL | 122 | 7 | 203 | 14 | 1
Nonresidential Equipment Replacement (NRER) | Furnace/Kiln/Oven | FURNACE | ENAMELING BATCH | FIRING PORCEL. ENML. | 122 | 7 | 173 | 14 | 1
Nonresidential Equipment Replacement (NRER) | Furnace/Kiln/Oven | FURNACE | ENAMELING BATCH | FORMING | 122 | 7 | 201 | 14 | 1
Nonresidential Equipment Replacement (NRER) | Furnace/Kiln/Oven | FURNACE | ENAMELING BATCH | GLASS MELTING | 122 | 7 | 174 | 14 | 1
Nonresidential Equipment Replacement (NRER) | Furnace/Kiln/Oven | FURNACE | ENAMELING BATCH | GLAZING PROCESS | 122 | 7 | 175 | 14 | 1
Nonresidential Equipment Replacement (NRER) | Furnace/Kiln/Oven | FURNACE | ENAMELING BATCH | HARDENING | 122 | 7 | 176 | 14 | 1
Nonresidential Equipment Replacement (NRER) | Furnace/Kiln/Oven | FURNACE | ENAMELING BATCH | HEAT TREATING | 122 | 7 | 179 | 14 | 1
Nonresidential Equipment Replacement (NRER) | Furnace/Kiln/Oven | FURNACE | ENAMELING BATCH | HEATING FOR FORGING | 122 | 7 | 177 | 14 | 1
Nonresidential Equipment Replacement (NRER) | Furnace/Kiln/Oven | FURNACE | ENAMELING BATCH | HEATING FOR ROLLING | 122 | 7 | 178 | 14 | 1
Nonresidential Equipment Replacement (NRER) | Furnace/Kiln/Oven | FURNACE | ENAMELING BATCH | HOLDING MOLTEN METAL | 122 | 7 | 180 | 14 | 1
Nonresidential Equipment Replacement (NRER) | Furnace/Kiln/Oven | FURNACE | ENAMELING BATCH | MELTING ALUM.-BRONZE | 122 | 7 | 184 | 14 | 1
Nonresidential Equipment Replacement (NRER) | Furnace/Kiln/Oven | FURNACE | ENAMELING BATCH | MELTING ALUMINUM | 122 | 7 | 183 | 14 | 1
Nonresidential Equipment Replacement (NRER) | Furnace/Kiln/Oven | FURNACE | ENAMELING BATCH | MELTING BRASS | 122 | 7 | 185 | 14 | 1
Nonresidential Equipment Replacement (NRER) | Furnace/Kiln/Oven | FURNACE | ENAMELING BATCH | MELTING BRONZE | 122 | 7 | 186 | 14 | 1
Nonresidential Equipment Replacement (NRER) | Furnace/Kiln/Oven | FURNACE | ENAMELING BATCH | MELTING FRIT | 122 | 7 | 181 | 14 | 1
Nonresidential Equipment Replacement (NRER) | Furnace/Kiln/Oven | FURNACE | ENAMELING BATCH | MELTING IRON | 122 | 7 | 187 | 14 | 1
Nonresidential Equipment Replacement (NRER) | Furnace/Kiln/Oven | FURNACE | ENAMELING BATCH | MELTING LEAD | 122 | 7 | 188 | 14 | 1
Nonresidential Equipment Replacement (NRER) | Furnace/Kiln/Oven | FURNACE | ENAMELING BATCH | MELTING MAGNESIUM | 122 | 7 | 189 | 14 | 1
Nonresidential Equipment Replacement (NRER) | Furnace/Kiln/Oven | FURNACE | ENAMELING BATCH | MELTING METAL | 122 | 7 | 182 | 14 | 1
Nonresidential Equipment Replacement (NRER) | Furnace/Kiln/Oven | FURNACE | ENAMELING BATCH | MELTING ZINC | 122 | 7 | 190 | 14 | 1
Nonresidential Equipment Replacement (NRER) | Furnace/Kiln/Oven | FURNACE | ENAMELING BATCH | NORMALIZING | 122 | 7 | 195 | 14 | 1
Nonresidential Equipment Replacement (NRER) | Furnace/Kiln/Oven | FURNACE | ENAMELING BATCH | POPPING PERLITE | 122 | 7 | 191 | 14 | 1
Nonresidential Equipment Replacement (NRER) | Furnace/Kiln/Oven | FURNACE | ENAMELING BATCH | PRE-HEATING | 122 | 7 | 192 | 14 | 1
Nonresidential Equipment Replacement (NRER) | Furnace/Kiln/Oven | FURNACE | ENAMELING BATCH | QUENCHING | 122 | 7 | 196 | 14 | 1
Nonresidential Equipment Replacement (NRER) | Furnace/Kiln/Oven | FURNACE | ENAMELING BATCH | SINTERING METAL | 122 | 7 | 193 | 14 | 1
Nonresidential Equipment Replacement (NRER) | Furnace/Kiln/Oven | FURNACE | ENAMELING BATCH | SMELTING SCRAP | 122 | 7 | 194 | 14 | 1
Nonresidential Equipment Replacement (NRER) | Furnace/Kiln/Oven | FURNACE | ENAMELING BATCH | ZINC VAPORIZATION | 122 | 7 | 200 | 14 | 1
Nonresidential Equipment Replacement (NRER) | Furnace/Kiln/Oven | FURNACE | ENAMELING CONTIN. | ANNEALING | 123 | 7 | 170 | 14 | 1
Nonresidential Equipment Replacement (NRER) | Furnace/Kiln/Oven | FURNACE | ENAMELING CONTIN. | BRAZING METAL PARTS | 123 | 7 | 171 | 14 | 1
Nonresidential Equipment Replacement (NRER) | Furnace/Kiln/Oven | FURNACE | ENAMELING CONTIN. | CARBON REGENERATION | 123 | 7 | 206 | 14 | 1
Nonresidential Equipment Replacement (NRER) | Furnace/Kiln/Oven | FURNACE | ENAMELING CONTIN. | CARBURIZING | 123 | 7 | 172 | 14 | 1
Nonresidential Equipment Replacement (NRER) | Furnace/Kiln/Oven | FURNACE | ENAMELING CONTIN. | CARBURIZING/QUENCH | 123 | 7 | 199 | 14 | 1
Nonresidential Equipment Replacement (NRER) | Furnace/Kiln/Oven | FURNACE | ENAMELING CONTIN. | DEOXIDIZING METAL | 123 | 7 | 202 | 14 | 1
Nonresidential Equipment Replacement (NRER) | Furnace/Kiln/Oven | FURNACE | ENAMELING CONTIN. | DRAW | 123 | 7 | 198 | 14 | 1
Nonresidential Equipment Replacement (NRER) | Furnace/Kiln/Oven | FURNACE | ENAMELING CONTIN. | EXPNDNG PERLITE ORE | 123 | 7 | 205 | 14 | 1
Nonresidential Equipment Replacement (NRER) | Furnace/Kiln/Oven | FURNACE | ENAMELING CONTIN. | EXTRUDING METAL | 123 | 7 | 203 | 14 | 1
Nonresidential Equipment Replacement (NRER) | Furnace/Kiln/Oven | FURNACE | ENAMELING CONTIN. | FIRING PORCEL. ENML. | 123 | 7 | 173 | 14 | 1
Nonresidential Equipment Replacement (NRER) | Furnace/Kiln/Oven | FURNACE | ENAMELING CONTIN. | FORMING | 123 | 7 | 201 | 14 | 1
Nonresidential Equipment Replacement (NRER) | Furnace/Kiln/Oven | FURNACE | ENAMELING CONTIN. | GLASS MELTING | 123 | 7 | 174 | 14 | 1
Nonresidential Equipment Replacement (NRER) | Furnace/Kiln/Oven | FURNACE | ENAMELING CONTIN. | GLAZING PROCESS | 123 | 7 | 175 | 14 | 1
Nonresidential Equipment Replacement (NRER) | Furnace/Kiln/Oven | FURNACE | ENAMELING CONTIN. | HARDENING | 123 | 7 | 176 | 14 | 1
Nonresidential Equipment Replacement (NRER) | Furnace/Kiln/Oven | FURNACE | ENAMELING CONTIN. | HEAT TREATING | 123 | 7 | 179 | 14 | 1
Nonresidential Equipment Replacement (NRER) | Furnace/Kiln/Oven | FURNACE | ENAMELING CONTIN. | HEATING FOR FORGING | 123 | 7 | 177 | 14 | 1
Nonresidential Equipment Replacement (NRER) | Furnace/Kiln/Oven | FURNACE | ENAMELING CONTIN. | HEATING FOR ROLLING | 123 | 7 | 178 | 14 | 1
Nonresidential Equipment Replacement (NRER) | Furnace/Kiln/Oven | FURNACE | ENAMELING CONTIN. | HOLDING MOLTEN METAL | 123 | 7 | 180 | 14 | 1
Nonresidential Equipment Replacement (NRER) | Furnace/Kiln/Oven | FURNACE | ENAMELING CONTIN. | MELTING ALUM.-BRONZE | 123 | 7 | 184 | 14 | 1
Nonresidential Equipment Replacement (NRER) | Furnace/Kiln/Oven | FURNACE | ENAMELING CONTIN. | MELTING ALUMINUM | 123 | 7 | 183 | 14 | 1
Nonresidential Equipment Replacement (NRER) | Furnace/Kiln/Oven | FURNACE | ENAMELING CONTIN. | MELTING BRASS | 123 | 7 | 185 | 14 | 1
Nonresidential Equipment Replacement (NRER) | Furnace/Kiln/Oven | FURNACE | ENAMELING CONTIN. | MELTING BRONZE | 123 | 7 | 186 | 14 | 1
Nonresidential Equipment Replacement (NRER) | Furnace/Kiln/Oven | FURNACE | ENAMELING CONTIN. | MELTING FRIT | 123 | 7 | 181 | 14 | 1
Nonresidential Equipment Replacement (NRER) | Furnace/Kiln/Oven | FURNACE | ENAMELING CONTIN. | MELTING IRON | 123 | 7 | 187 | 14 | 1
Nonresidential Equipment Replacement (NRER) | Furnace/Kiln/Oven | FURNACE | ENAMELING CONTIN. | MELTING LEAD | 123 | 7 | 188 | 14 | 1
Nonresidential Equipment Replacement (NRER) | Furnace/Kiln/Oven | FURNACE | ENAMELING CONTIN. | MELTING MAGNESIUM | 123 | 7 | 189 | 14 | 1
Nonresidential Equipment Replacement (NRER) | Furnace/Kiln/Oven | FURNACE | ENAMELING CONTIN. | MELTING METAL | 123 | 7 | 182 | 14 | 1
Nonresidential Equipment Replacement (NRER) | Furnace/Kiln/Oven | FURNACE | ENAMELING CONTIN. | MELTING ZINC | 123 | 7 | 190 | 14 | 1
Nonresidential Equipment Replacement (NRER) | Furnace/Kiln/Oven | FURNACE | ENAMELING CONTIN. | NORMALIZING | 123 | 7 | 195 | 14 | 1
Nonresidential Equipment Replacement (NRER) | Furnace/Kiln/Oven | FURNACE | ENAMELING CONTIN. | POPPING PERLITE | 123 | 7 | 191 | 14 | 1
Nonresidential Equipment Replacement (NRER) | Furnace/Kiln/Oven | FURNACE | ENAMELING CONTIN. | PRE-HEATING | 123 | 7 | 192 | 14 | 1
Nonresidential Equipment Replacement (NRER) | Furnace/Kiln/Oven | FURNACE | ENAMELING CONTIN. | QUENCHING | 123 | 7 | 196 | 14 | 1
Nonresidential Equipment Replacement (NRER) | Furnace/Kiln/Oven | FURNACE | ENAMELING CONTIN. | SINTERING METAL | 123 | 7 | 193 | 14 | 1
Nonresidential Equipment Replacement (NRER) | Furnace/Kiln/Oven | FURNACE | ENAMELING CONTIN. | SMELTING SCRAP | 123 | 7 | 194 | 14 | 1
Nonresidential Equipment Replacement (NRER) | Furnace/Kiln/Oven | FURNACE | ENAMELING CONTIN. | ZINC VAPORIZATION | 123 | 7 | 200 | 14 | 1
Nonresidential Equipment Replacement (NRER) | Furnace/Kiln/Oven | FURNACE | FORGE CONVEYOR | ANNEALING | 125 | 7 | 170 | 14 | 1
Nonresidential Equipment Replacement (NRER) | Furnace/Kiln/Oven | FURNACE | FORGE CONVEYOR | BRAZING METAL PARTS | 125 | 7 | 171 | 14 | 1
Nonresidential Equipment Replacement (NRER) | Furnace/Kiln/Oven | FURNACE | FORGE CONVEYOR | CARBON REGENERATION | 125 | 7 | 206 | 14 | 1
Nonresidential Equipment Replacement (NRER) | Furnace/Kiln/Oven | FURNACE | FORGE CONVEYOR | CARBURIZING | 125 | 7 | 172 | 14 | 1
Nonresidential Equipment Replacement (NRER) | Furnace/Kiln/Oven | FURNACE | FORGE CONVEYOR | CARBURIZING/QUENCH | 125 | 7 | 199 | 14 | 1
Nonresidential Equipment Replacement (NRER) | Furnace/Kiln/Oven | FURNACE | FORGE CONVEYOR | DEOXIDIZING METAL | 125 | 7 | 202 | 14 | 1
Nonresidential Equipment Replacement (NRER) | Furnace/Kiln/Oven | FURNACE | FORGE CONVEYOR | DRAW | 125 | 7 | 198 | 14 | 1
Nonresidential Equipment Replacement (NRER) | Furnace/Kiln/Oven | FURNACE | FORGE CONVEYOR | EXPNDNG PERLITE ORE | 125 | 7 | 205 | 14 | 1
Nonresidential Equipment Replacement (NRER) | Furnace/Kiln/Oven | FURNACE | FORGE CONVEYOR | EXTRUDING METAL | 125 | 7 | 203 | 14 | 1
Nonresidential Equipment Replacement (NRER) | Furnace/Kiln/Oven | FURNACE | FORGE CONVEYOR | FIRING PORCEL. ENML. | 125 | 7 | 173 | 14 | 1
Nonresidential Equipment Replacement (NRER) | Furnace/Kiln/Oven | FURNACE | FORGE CONVEYOR | FORMING | 125 | 7 | 201 | 14 | 1
Nonresidential Equipment Replacement (NRER) | Furnace/Kiln/Oven | FURNACE | FORGE CONVEYOR | GLASS MELTING | 125 | 7 | 174 | 14 | 1
Nonresidential Equipment Replacement (NRER) | Furnace/Kiln/Oven | FURNACE | FORGE CONVEYOR | GLAZING PROCESS | 125 | 7 | 175 | 14 | 1
Nonresidential Equipment Replacement (NRER) | Furnace/Kiln/Oven | FURNACE | FORGE CONVEYOR | HARDENING | 125 | 7 | 176 | 14 | 1
Nonresidential Equipment Replacement (NRER) | Furnace/Kiln/Oven | FURNACE | FORGE CONVEYOR | HEAT TREATING | 125 | 7 | 179 | 14 | 1
Nonresidential Equipment Replacement (NRER) | Furnace/Kiln/Oven | FURNACE | FORGE CONVEYOR | HEATING FOR FORGING | 125 | 7 | 177 | 14 | 1
Nonresidential Equipment Replacement (NRER) | Furnace/Kiln/Oven | FURNACE | FORGE CONVEYOR | HEATING FOR ROLLING | 125 | 7 | 178 | 14 | 1
Nonresidential Equipment Replacement (NRER) | Furnace/Kiln/Oven | FURNACE | FORGE CONVEYOR | HOLDING MOLTEN METAL | 125 | 7 | 180 | 14 | 1
Nonresidential Equipment Replacement (NRER) | Furnace/Kiln/Oven | FURNACE | FORGE CONVEYOR | MELTING ALUM.-BRONZE | 125 | 7 | 184 | 14 | 1
Nonresidential Equipment Replacement (NRER) | Furnace/Kiln/Oven | FURNACE | FORGE CONVEYOR | MELTING ALUMINUM | 125 | 7 | 183 | 14 | 1
Nonresidential Equipment Replacement (NRER) | Furnace/Kiln/Oven | FURNACE | FORGE CONVEYOR | MELTING BRASS | 125 | 7 | 185 | 14 | 1
Nonresidential Equipment Replacement (NRER) | Furnace/Kiln/Oven | FURNACE | FORGE CONVEYOR | MELTING BRONZE | 125 | 7 | 186 | 14 | 1
Nonresidential Equipment Replacement (NRER) | Furnace/Kiln/Oven | FURNACE | FORGE CONVEYOR | MELTING FRIT | 125 | 7 | 181 | 14 | 1
Nonresidential Equipment Replacement (NRER) | Furnace/Kiln/Oven | FURNACE | FORGE CONVEYOR | MELTING IRON | 125 | 7 | 187 | 14 | 1
Nonresidential Equipment Replacement (NRER) | Furnace/Kiln/Oven | FURNACE | FORGE CONVEYOR | MELTING LEAD | 125 | 7 | 188 | 14 | 1
Nonresidential Equipment Replacement (NRER) | Furnace/Kiln/Oven | FURNACE | FORGE CONVEYOR | MELTING MAGNESIUM | 125 | 7 | 189 | 14 | 1
Nonresidential Equipment Replacement (NRER) | Furnace/Kiln/Oven | FURNACE | FORGE CONVEYOR | MELTING METAL | 125 | 7 | 182 | 14 | 1
Nonresidential Equipment Replacement (NRER) | Furnace/Kiln/Oven | FURNACE | FORGE CONVEYOR | MELTING ZINC | 125 | 7 | 190 | 14 | 1
Nonresidential Equipment Replacement (NRER) | Furnace/Kiln/Oven | FURNACE | FORGE CONVEYOR | NORMALIZING | 125 | 7 | 195 | 14 | 1
Nonresidential Equipment Replacement (NRER) | Furnace/Kiln/Oven | FURNACE | FORGE CONVEYOR | POPPING PERLITE | 125 | 7 | 191 | 14 | 1
Nonresidential Equipment Replacement (NRER) | Furnace/Kiln/Oven | FURNACE | FORGE CONVEYOR | PRE-HEATING | 125 | 7 | 192 | 14 | 1
Nonresidential Equipment Replacement (NRER) | Furnace/Kiln/Oven | FURNACE | FORGE CONVEYOR | QUENCHING | 125 | 7 | 196 | 14 | 1
Nonresidential Equipment Replacement (NRER) | Furnace/Kiln/Oven | FURNACE | FORGE CONVEYOR | SINTERING METAL | 125 | 7 | 193 | 14 | 1
Nonresidential Equipment Replacement (NRER) | Furnace/Kiln/Oven | FURNACE | FORGE CONVEYOR | SMELTING SCRAP | 125 | 7 | 194 | 14 | 1
Nonresidential Equipment Replacement (NRER) | Furnace/Kiln/Oven | FURNACE | FORGE CONVEYOR | ZINC VAPORIZATION | 125 | 7 | 200 | 14 | 1
Nonresidential Equipment Replacement (NRER) | Furnace/Kiln/Oven | FURNACE | FORGE ROTARY | ANNEALING | 126 | 7 | 170 | 14 | 1
Nonresidential Equipment Replacement (NRER) | Furnace/Kiln/Oven | FURNACE | FORGE ROTARY | BRAZING METAL PARTS | 126 | 7 | 171 | 14 | 1
Nonresidential Equipment Replacement (NRER) | Furnace/Kiln/Oven | FURNACE | FORGE ROTARY | CARBON REGENERATION | 126 | 7 | 206 | 14 | 1
Nonresidential Equipment Replacement (NRER) | Furnace/Kiln/Oven | FURNACE | FORGE ROTARY | CARBURIZING | 126 | 7 | 172 | 14 | 1
Nonresidential Equipment Replacement (NRER) | Furnace/Kiln/Oven | FURNACE | FORGE ROTARY | CARBURIZING/QUENCH | 126 | 7 | 199 | 14 | 1
Nonresidential Equipment Replacement (NRER) | Furnace/Kiln/Oven | FURNACE | FORGE ROTARY | DEOXIDIZING METAL | 126 | 7 | 202 | 14 | 1
Nonresidential Equipment Replacement (NRER) | Furnace/Kiln/Oven | FURNACE | FORGE ROTARY | DRAW | 126 | 7 | 198 | 14 | 1
Nonresidential Equipment Replacement (NRER) | Furnace/Kiln/Oven | FURNACE | FORGE ROTARY | EXPNDNG PERLITE ORE | 126 | 7 | 205 | 14 | 1
Nonresidential Equipment Replacement (NRER) | Furnace/Kiln/Oven | FURNACE | FORGE ROTARY | EXTRUDING METAL | 126 | 7 | 203 | 14 | 1
Nonresidential Equipment Replacement (NRER) | Furnace/Kiln/Oven | FURNACE | FORGE ROTARY | FIRING PORCEL. ENML. | 126 | 7 | 173 | 14 | 1
Nonresidential Equipment Replacement (NRER) | Furnace/Kiln/Oven | FURNACE | FORGE ROTARY | FORMING | 126 | 7 | 201 | 14 | 1
Nonresidential Equipment Replacement (NRER) | Furnace/Kiln/Oven | FURNACE | FORGE ROTARY | GLASS MELTING | 126 | 7 | 174 | 14 | 1
Nonresidential Equipment Replacement (NRER) | Furnace/Kiln/Oven | FURNACE | FORGE ROTARY | GLAZING PROCESS | 126 | 7 | 175 | 14 | 1
Nonresidential Equipment Replacement (NRER) | Furnace/Kiln/Oven | FURNACE | FORGE ROTARY | HARDENING | 126 | 7 | 176 | 14 | 1
Nonresidential Equipment Replacement (NRER) | Furnace/Kiln/Oven | FURNACE | FORGE ROTARY | HEAT TREATING | 126 | 7 | 179 | 14 | 1
Nonresidential Equipment Replacement (NRER) | Furnace/Kiln/Oven | FURNACE | FORGE ROTARY | HEATING FOR FORGING | 126 | 7 | 177 | 14 | 1
Nonresidential Equipment Replacement (NRER) | Furnace/Kiln/Oven | FURNACE | FORGE ROTARY | HEATING FOR ROLLING | 126 | 7 | 178 | 14 | 1
Nonresidential Equipment Replacement (NRER) | Furnace/Kiln/Oven | FURNACE | FORGE ROTARY | HOLDING MOLTEN METAL | 126 | 7 | 180 | 14 | 1
Nonresidential Equipment Replacement (NRER) | Furnace/Kiln/Oven | FURNACE | FORGE ROTARY | MELTING ALUM.-BRONZE | 126 | 7 | 184 | 14 | 1
Nonresidential Equipment Replacement (NRER) | Furnace/Kiln/Oven | FURNACE | FORGE ROTARY | MELTING ALUMINUM | 126 | 7 | 183 | 14 | 1
Nonresidential Equipment Replacement (NRER) | Furnace/Kiln/Oven | FURNACE | FORGE ROTARY | MELTING BRASS | 126 | 7 | 185 | 14 | 1
Nonresidential Equipment Replacement (NRER) | Furnace/Kiln/Oven | FURNACE | FORGE ROTARY | MELTING BRONZE | 126 | 7 | 186 | 14 | 1
Nonresidential Equipment Replacement (NRER) | Furnace/Kiln/Oven | FURNACE | FORGE ROTARY | MELTING FRIT | 126 | 7 | 181 | 14 | 1
Nonresidential Equipment Replacement (NRER) | Furnace/Kiln/Oven | FURNACE | FORGE ROTARY | MELTING IRON | 126 | 7 | 187 | 14 | 1
Nonresidential Equipment Replacement (NRER) | Furnace/Kiln/Oven | FURNACE | FORGE ROTARY | MELTING LEAD | 126 | 7 | 188 | 14 | 1
Nonresidential Equipment Replacement (NRER) | Furnace/Kiln/Oven | FURNACE | FORGE ROTARY | MELTING MAGNESIUM | 126 | 7 | 189 | 14 | 1
Nonresidential Equipment Replacement (NRER) | Furnace/Kiln/Oven | FURNACE | FORGE ROTARY | MELTING METAL | 126 | 7 | 182 | 14 | 1
Nonresidential Equipment Replacement (NRER) | Furnace/Kiln/Oven | FURNACE | FORGE ROTARY | MELTING ZINC | 126 | 7 | 190 | 14 | 1
Nonresidential Equipment Replacement (NRER) | Furnace/Kiln/Oven | FURNACE | FORGE ROTARY | NORMALIZING | 126 | 7 | 195 | 14 | 1
Nonresidential Equipment Replacement (NRER) | Furnace/Kiln/Oven | FURNACE | FORGE ROTARY | POPPING PERLITE | 126 | 7 | 191 | 14 | 1
Nonresidential Equipment Replacement (NRER) | Furnace/Kiln/Oven | FURNACE | FORGE ROTARY | PRE-HEATING | 126 | 7 | 192 | 14 | 1
Nonresidential Equipment Replacement (NRER) | Furnace/Kiln/Oven | FURNACE | FORGE ROTARY | QUENCHING | 126 | 7 | 196 | 14 | 1
Nonresidential Equipment Replacement (NRER) | Furnace/Kiln/Oven | FURNACE | FORGE ROTARY | SINTERING METAL | 126 | 7 | 193 | 14 | 1
Nonresidential Equipment Replacement (NRER) | Furnace/Kiln/Oven | FURNACE | FORGE ROTARY | SMELTING SCRAP | 126 | 7 | 194 | 14 | 1
Nonresidential Equipment Replacement (NRER) | Furnace/Kiln/Oven | FURNACE | FORGE ROTARY | ZINC VAPORIZATION | 126 | 7 | 200 | 14 | 1
Nonresidential Equipment Replacement (NRER) | Furnace/Kiln/Oven | FURNACE | FORGE SLOT | ANNEALING | 127 | 7 | 170 | 14 | 1
Nonresidential Equipment Replacement (NRER) | Furnace/Kiln/Oven | FURNACE | FORGE SLOT | BRAZING METAL PARTS | 127 | 7 | 171 | 14 | 1
Nonresidential Equipment Replacement (NRER) | Furnace/Kiln/Oven | FURNACE | FORGE SLOT | CARBON REGENERATION | 127 | 7 | 206 | 14 | 1
Nonresidential Equipment Replacement (NRER) | Furnace/Kiln/Oven | FURNACE | FORGE SLOT | CARBURIZING | 127 | 7 | 172 | 14 | 1
Nonresidential Equipment Replacement (NRER) | Furnace/Kiln/Oven | FURNACE | FORGE SLOT | CARBURIZING/QUENCH | 127 | 7 | 199 | 14 | 1
Nonresidential Equipment Replacement (NRER) | Furnace/Kiln/Oven | FURNACE | FORGE SLOT | DEOXIDIZING METAL | 127 | 7 | 202 | 14 | 1
Nonresidential Equipment Replacement (NRER) | Furnace/Kiln/Oven | FURNACE | FORGE SLOT | DRAW | 127 | 7 | 198 | 14 | 1
Nonresidential Equipment Replacement (NRER) | Furnace/Kiln/Oven | FURNACE | FORGE SLOT | EXPNDNG PERLITE ORE | 127 | 7 | 205 | 14 | 1
Nonresidential Equipment Replacement (NRER) | Furnace/Kiln/Oven | FURNACE | FORGE SLOT | EXTRUDING METAL | 127 | 7 | 203 | 14 | 1
Nonresidential Equipment Replacement (NRER) | Furnace/Kiln/Oven | FURNACE | FORGE SLOT | FIRING PORCEL. ENML. | 127 | 7 | 173 | 14 | 1
Nonresidential Equipment Replacement (NRER) | Furnace/Kiln/Oven | FURNACE | FORGE SLOT | FORMING | 127 | 7 | 201 | 14 | 1
Nonresidential Equipment Replacement (NRER) | Furnace/Kiln/Oven | FURNACE | FORGE SLOT | GLASS MELTING | 127 | 7 | 174 | 14 | 1
Nonresidential Equipment Replacement (NRER) | Furnace/Kiln/Oven | FURNACE | FORGE SLOT | GLAZING PROCESS | 127 | 7 | 175 | 14 | 1
Nonresidential Equipment Replacement (NRER) | Furnace/Kiln/Oven | FURNACE | FORGE SLOT | HARDENING | 127 | 7 | 176 | 14 | 1
Nonresidential Equipment Replacement (NRER) | Furnace/Kiln/Oven | FURNACE | FORGE SLOT | HEAT TREATING | 127 | 7 | 179 | 14 | 1
Nonresidential Equipment Replacement (NRER) | Furnace/Kiln/Oven | FURNACE | FORGE SLOT | HEATING FOR FORGING | 127 | 7 | 177 | 14 | 1
Nonresidential Equipment Replacement (NRER) | Furnace/Kiln/Oven | FURNACE | FORGE SLOT | HEATING FOR ROLLING | 127 | 7 | 178 | 14 | 1
Nonresidential Equipment Replacement (NRER) | Furnace/Kiln/Oven | FURNACE | FORGE SLOT | HOLDING MOLTEN METAL | 127 | 7 | 180 | 14 | 1
Nonresidential Equipment Replacement (NRER) | Furnace/Kiln/Oven | FURNACE | FORGE SLOT | MELTING ALUM.-BRONZE | 127 | 7 | 184 | 14 | 1
Nonresidential Equipment Replacement (NRER) | Furnace/Kiln/Oven | FURNACE | FORGE SLOT | MELTING ALUMINUM | 127 | 7 | 183 | 14 | 1
Nonresidential Equipment Replacement (NRER) | Furnace/Kiln/Oven | FURNACE | FORGE SLOT | MELTING BRASS | 127 | 7 | 185 | 14 | 1
Nonresidential Equipment Replacement (NRER) | Furnace/Kiln/Oven | FURNACE | FORGE SLOT | MELTING BRONZE | 127 | 7 | 186 | 14 | 1
Nonresidential Equipment Replacement (NRER) | Furnace/Kiln/Oven | FURNACE | FORGE SLOT | MELTING FRIT | 127 | 7 | 181 | 14 | 1
Nonresidential Equipment Replacement (NRER) | Furnace/Kiln/Oven | FURNACE | FORGE SLOT | MELTING IRON | 127 | 7 | 187 | 14 | 1
Nonresidential Equipment Replacement (NRER) | Furnace/Kiln/Oven | FURNACE | FORGE SLOT | MELTING LEAD | 127 | 7 | 188 | 14 | 1
Nonresidential Equipment Replacement (NRER) | Furnace/Kiln/Oven | FURNACE | FORGE SLOT | MELTING MAGNESIUM | 127 | 7 | 189 | 14 | 1
Nonresidential Equipment Replacement (NRER) | Furnace/Kiln/Oven | FURNACE | FORGE SLOT | MELTING METAL | 127 | 7 | 182 | 14 | 1
Nonresidential Equipment Replacement (NRER) | Furnace/Kiln/Oven | FURNACE | FORGE SLOT | MELTING ZINC | 127 | 7 | 190 | 14 | 1
Nonresidential Equipment Replacement (NRER) | Furnace/Kiln/Oven | FURNACE | FORGE SLOT | NORMALIZING | 127 | 7 | 195 | 14 | 1
Nonresidential Equipment Replacement (NRER) | Furnace/Kiln/Oven | FURNACE | FORGE SLOT | POPPING PERLITE | 127 | 7 | 191 | 14 | 1
Nonresidential Equipment Replacement (NRER) | Furnace/Kiln/Oven | FURNACE | FORGE SLOT | PRE-HEATING | 127 | 7 | 192 | 14 | 1
Nonresidential Equipment Replacement (NRER) | Furnace/Kiln/Oven | FURNACE | FORGE SLOT | QUENCHING | 127 | 7 | 196 | 14 | 1
Nonresidential Equipment Replacement (NRER) | Furnace/Kiln/Oven | FURNACE | FORGE SLOT | SINTERING METAL | 127 | 7 | 193 | 14 | 1
Nonresidential Equipment Replacement (NRER) | Furnace/Kiln/Oven | FURNACE | FORGE SLOT | SMELTING SCRAP | 127 | 7 | 194 | 14 | 1
Nonresidential Equipment Replacement (NRER) | Furnace/Kiln/Oven | FURNACE | FORGE SLOT | ZINC VAPORIZATION | 127 | 7 | 200 | 14 | 1
Nonresidential Equipment Replacement (NRER) | Furnace/Kiln/Oven | FURNACE | FORGE WALKING | ANNEALING | 128 | 7 | 170 | 14 | 1
Nonresidential Equipment Replacement (NRER) | Furnace/Kiln/Oven | FURNACE | FORGE WALKING | BRAZING METAL PARTS | 128 | 7 | 171 | 14 | 1
Nonresidential Equipment Replacement (NRER) | Furnace/Kiln/Oven | FURNACE | FORGE WALKING | CARBON REGENERATION | 128 | 7 | 206 | 14 | 1
Nonresidential Equipment Replacement (NRER) | Furnace/Kiln/Oven | FURNACE | FORGE WALKING | CARBURIZING | 128 | 7 | 172 | 14 | 1
Nonresidential Equipment Replacement (NRER) | Furnace/Kiln/Oven | FURNACE | FORGE WALKING | CARBURIZING/QUENCH | 128 | 7 | 199 | 14 | 1
Nonresidential Equipment Replacement (NRER) | Furnace/Kiln/Oven | FURNACE | FORGE WALKING | DEOXIDIZING METAL | 128 | 7 | 202 | 14 | 1
Nonresidential Equipment Replacement (NRER) | Furnace/Kiln/Oven | FURNACE | FORGE WALKING | DRAW | 128 | 7 | 198 | 14 | 1
Nonresidential Equipment Replacement (NRER) | Furnace/Kiln/Oven | FURNACE | FORGE WALKING | EXPNDNG PERLITE ORE | 128 | 7 | 205 | 14 | 1
Nonresidential Equipment Replacement (NRER) | Furnace/Kiln/Oven | FURNACE | FORGE WALKING | EXTRUDING METAL | 128 | 7 | 203 | 14 | 1
Nonresidential Equipment Replacement (NRER) | Furnace/Kiln/Oven | FURNACE | FORGE WALKING | FIRING PORCEL. ENML. | 128 | 7 | 173 | 14 | 1
Nonresidential Equipment Replacement (NRER) | Furnace/Kiln/Oven | FURNACE | FORGE WALKING | FORMING | 128 | 7 | 201 | 14 | 1
Nonresidential Equipment Replacement (NRER) | Furnace/Kiln/Oven | FURNACE | FORGE WALKING | GLASS MELTING | 128 | 7 | 174 | 14 | 1
Nonresidential Equipment Replacement (NRER) | Furnace/Kiln/Oven | FURNACE | FORGE WALKING | GLAZING PROCESS | 128 | 7 | 175 | 14 | 1
Nonresidential Equipment Replacement (NRER) | Furnace/Kiln/Oven | FURNACE | FORGE WALKING | HARDENING | 128 | 7 | 176 | 14 | 1
Nonresidential Equipment Replacement (NRER) | Furnace/Kiln/Oven | FURNACE | FORGE WALKING | HEAT TREATING | 128 | 7 | 179 | 14 | 1
Nonresidential Equipment Replacement (NRER) | Furnace/Kiln/Oven | FURNACE | FORGE WALKING | HEATING FOR FORGING | 128 | 7 | 177 | 14 | 1
Nonresidential Equipment Replacement (NRER) | Furnace/Kiln/Oven | FURNACE | FORGE WALKING | HEATING FOR ROLLING | 128 | 7 | 178 | 14 | 1
Nonresidential Equipment Replacement (NRER) | Furnace/Kiln/Oven | FURNACE | FORGE WALKING | HOLDING MOLTEN METAL | 128 | 7 | 180 | 14 | 1
Nonresidential Equipment Replacement (NRER) | Furnace/Kiln/Oven | FURNACE | FORGE WALKING | MELTING ALUM.-BRONZE | 128 | 7 | 184 | 14 | 1
Nonresidential Equipment Replacement (NRER) | Furnace/Kiln/Oven | FURNACE | FORGE WALKING | MELTING ALUMINUM | 128 | 7 | 183 | 14 | 1
Nonresidential Equipment Replacement (NRER) | Furnace/Kiln/Oven | FURNACE | FORGE WALKING | MELTING BRASS | 128 | 7 | 185 | 14 | 1
Nonresidential Equipment Replacement (NRER) | Furnace/Kiln/Oven | FURNACE | FORGE WALKING | MELTING BRONZE | 128 | 7 | 186 | 14 | 1
Nonresidential Equipment Replacement (NRER) | Furnace/Kiln/Oven | FURNACE | FORGE WALKING | MELTING FRIT | 128 | 7 | 181 | 14 | 1
Nonresidential Equipment Replacement (NRER) | Furnace/Kiln/Oven | FURNACE | FORGE WALKING | MELTING IRON | 128 | 7 | 187 | 14 | 1
Nonresidential Equipment Replacement (NRER) | Furnace/Kiln/Oven | FURNACE | FORGE WALKING | MELTING LEAD | 128 | 7 | 188 | 14 | 1
Nonresidential Equipment Replacement (NRER) | Furnace/Kiln/Oven | FURNACE | FORGE WALKING | MELTING MAGNESIUM | 128 | 7 | 189 | 14 | 1
Nonresidential Equipment Replacement (NRER) | Furnace/Kiln/Oven | FURNACE | FORGE WALKING | MELTING METAL | 128 | 7 | 182 | 14 | 1
Nonresidential Equipment Replacement (NRER) | Furnace/Kiln/Oven | FURNACE | FORGE WALKING | MELTING ZINC | 128 | 7 | 190 | 14 | 1
Nonresidential Equipment Replacement (NRER) | Furnace/Kiln/Oven | FURNACE | FORGE WALKING | NORMALIZING | 128 | 7 | 195 | 14 | 1
Nonresidential Equipment Replacement (NRER) | Furnace/Kiln/Oven | FURNACE | FORGE WALKING | POPPING PERLITE | 128 | 7 | 191 | 14 | 1
Nonresidential Equipment Replacement (NRER) | Furnace/Kiln/Oven | FURNACE | FORGE WALKING | PRE-HEATING | 128 | 7 | 192 | 14 | 1
Nonresidential Equipment Replacement (NRER) | Furnace/Kiln/Oven | FURNACE | FORGE WALKING | QUENCHING | 128 | 7 | 196 | 14 | 1
Nonresidential Equipment Replacement (NRER) | Furnace/Kiln/Oven | FURNACE | FORGE WALKING | SINTERING METAL | 128 | 7 | 193 | 14 | 1
Nonresidential Equipment Replacement (NRER) | Furnace/Kiln/Oven | FURNACE | FORGE WALKING | SMELTING SCRAP | 128 | 7 | 194 | 14 | 1
Nonresidential Equipment Replacement (NRER) | Furnace/Kiln/Oven | FURNACE | FORGE WALKING | ZINC VAPORIZATION | 128 | 7 | 200 | 14 | 1
Nonresidential Equipment Replacement (NRER) | Furnace/Kiln/Oven | FURNACE | FORGE-BOX | ANNEALING | 124 | 7 | 170 | 14 | 1
Nonresidential Equipment Replacement (NRER) | Furnace/Kiln/Oven | FURNACE | FORGE-BOX | BRAZING METAL PARTS | 124 | 7 | 171 | 14 | 1
Nonresidential Equipment Replacement (NRER) | Furnace/Kiln/Oven | FURNACE | FORGE-BOX | CARBON REGENERATION | 124 | 7 | 206 | 14 | 1
Nonresidential Equipment Replacement (NRER) | Furnace/Kiln/Oven | FURNACE | FORGE-BOX | CARBURIZING | 124 | 7 | 172 | 14 | 1
Nonresidential Equipment Replacement (NRER) | Furnace/Kiln/Oven | FURNACE | FORGE-BOX | CARBURIZING/QUENCH | 124 | 7 | 199 | 14 | 1
Nonresidential Equipment Replacement (NRER) | Furnace/Kiln/Oven | FURNACE | FORGE-BOX | DEOXIDIZING METAL | 124 | 7 | 202 | 14 | 1
Nonresidential Equipment Replacement (NRER) | Furnace/Kiln/Oven | FURNACE | FORGE-BOX | DRAW | 124 | 7 | 198 | 14 | 1
Nonresidential Equipment Replacement (NRER) | Furnace/Kiln/Oven | FURNACE | FORGE-BOX | EXPNDNG PERLITE ORE | 124 | 7 | 205 | 14 | 1
Nonresidential Equipment Replacement (NRER) | Furnace/Kiln/Oven | FURNACE | FORGE-BOX | EXTRUDING METAL | 124 | 7 | 203 | 14 | 1
Nonresidential Equipment Replacement (NRER) | Furnace/Kiln/Oven | FURNACE | FORGE-BOX | FIRING PORCEL. ENML. | 124 | 7 | 173 | 14 | 1
Nonresidential Equipment Replacement (NRER) | Furnace/Kiln/Oven | FURNACE | FORGE-BOX | FORMING | 124 | 7 | 201 | 14 | 1
Nonresidential Equipment Replacement (NRER) | Furnace/Kiln/Oven | FURNACE | FORGE-BOX | GLASS MELTING | 124 | 7 | 174 | 14 | 1
Nonresidential Equipment Replacement (NRER) | Furnace/Kiln/Oven | FURNACE | FORGE-BOX | GLAZING PROCESS | 124 | 7 | 175 | 14 | 1
Nonresidential Equipment Replacement (NRER) | Furnace/Kiln/Oven | FURNACE | FORGE-BOX | HARDENING | 124 | 7 | 176 | 14 | 1
Nonresidential Equipment Replacement (NRER) | Furnace/Kiln/Oven | FURNACE | FORGE-BOX | HEAT TREATING | 124 | 7 | 179 | 14 | 1
Nonresidential Equipment Replacement (NRER) | Furnace/Kiln/Oven | FURNACE | FORGE-BOX | HEATING FOR FORGING | 124 | 7 | 177 | 14 | 1
Nonresidential Equipment Replacement (NRER) | Furnace/Kiln/Oven | FURNACE | FORGE-BOX | HEATING FOR ROLLING | 124 | 7 | 178 | 14 | 1
Nonresidential Equipment Replacement (NRER) | Furnace/Kiln/Oven | FURNACE | FORGE-BOX | HOLDING MOLTEN METAL | 124 | 7 | 180 | 14 | 1
Nonresidential Equipment Replacement (NRER) | Furnace/Kiln/Oven | FURNACE | FORGE-BOX | MELTING ALUM.-BRONZE | 124 | 7 | 184 | 14 | 1
Nonresidential Equipment Replacement (NRER) | Furnace/Kiln/Oven | FURNACE | FORGE-BOX | MELTING ALUMINUM | 124 | 7 | 183 | 14 | 1
Nonresidential Equipment Replacement (NRER) | Furnace/Kiln/Oven | FURNACE | FORGE-BOX | MELTING BRASS | 124 | 7 | 185 | 14 | 1
Nonresidential Equipment Replacement (NRER) | Furnace/Kiln/Oven | FURNACE | FORGE-BOX | MELTING BRONZE | 124 | 7 | 186 | 14 | 1
Nonresidential Equipment Replacement (NRER) | Furnace/Kiln/Oven | FURNACE | FORGE-BOX | MELTING FRIT | 124 | 7 | 181 | 14 | 1
Nonresidential Equipment Replacement (NRER) | Furnace/Kiln/Oven | FURNACE | FORGE-BOX | MELTING IRON | 124 | 7 | 187 | 14 | 1
Nonresidential Equipment Replacement (NRER) | Furnace/Kiln/Oven | FURNACE | FORGE-BOX | MELTING LEAD | 124 | 7 | 188 | 14 | 1
Nonresidential Equipment Replacement (NRER) | Furnace/Kiln/Oven | FURNACE | FORGE-BOX | MELTING MAGNESIUM | 124 | 7 | 189 | 14 | 1
Nonresidential Equipment Replacement (NRER) | Furnace/Kiln/Oven | FURNACE | FORGE-BOX | MELTING METAL | 124 | 7 | 182 | 14 | 1
Nonresidential Equipment Replacement (NRER) | Furnace/Kiln/Oven | FURNACE | FORGE-BOX | MELTING ZINC | 124 | 7 | 190 | 14 | 1
Nonresidential Equipment Replacement (NRER) | Furnace/Kiln/Oven | FURNACE | FORGE-BOX | NORMALIZING | 124 | 7 | 195 | 14 | 1
Nonresidential Equipment Replacement (NRER) | Furnace/Kiln/Oven | FURNACE | FORGE-BOX | POPPING PERLITE | 124 | 7 | 191 | 14 | 1
Nonresidential Equipment Replacement (NRER) | Furnace/Kiln/Oven | FURNACE | FORGE-BOX | PRE-HEATING | 124 | 7 | 192 | 14 | 1
Nonresidential Equipment Replacement (NRER) | Furnace/Kiln/Oven | FURNACE | FORGE-BOX | QUENCHING | 124 | 7 | 196 | 14 | 1
Nonresidential Equipment Replacement (NRER) | Furnace/Kiln/Oven | FURNACE | FORGE-BOX | SINTERING METAL | 124 | 7 | 193 | 14 | 1
Nonresidential Equipment Replacement (NRER) | Furnace/Kiln/Oven | FURNACE | FORGE-BOX | SMELTING SCRAP | 124 | 7 | 194 | 14 | 1
Nonresidential Equipment Replacement (NRER) | Furnace/Kiln/Oven | FURNACE | FORGE-BOX | ZINC VAPORIZATION | 124 | 7 | 200 | 14 | 1
Nonresidential Equipment Replacement (NRER) | Furnace/Kiln/Oven | FURNACE | FRIT | ANNEALING | 129 | 7 | 170 | 14 | 1
Nonresidential Equipment Replacement (NRER) | Furnace/Kiln/Oven | FURNACE | FRIT | BRAZING METAL PARTS | 129 | 7 | 171 | 14 | 1
Nonresidential Equipment Replacement (NRER) | Furnace/Kiln/Oven | FURNACE | FRIT | CARBON REGENERATION | 129 | 7 | 206 | 14 | 1
Nonresidential Equipment Replacement (NRER) | Furnace/Kiln/Oven | FURNACE | FRIT | CARBURIZING | 129 | 7 | 172 | 14 | 1
Nonresidential Equipment Replacement (NRER) | Furnace/Kiln/Oven | FURNACE | FRIT | CARBURIZING/QUENCH | 129 | 7 | 199 | 14 | 1
Nonresidential Equipment Replacement (NRER) | Furnace/Kiln/Oven | FURNACE | FRIT | DEOXIDIZING METAL | 129 | 7 | 202 | 14 | 1
Nonresidential Equipment Replacement (NRER) | Furnace/Kiln/Oven | FURNACE | FRIT | DRAW | 129 | 7 | 198 | 14 | 1
Nonresidential Equipment Replacement (NRER) | Furnace/Kiln/Oven | FURNACE | FRIT | EXPNDNG PERLITE ORE | 129 | 7 | 205 | 14 | 1
Nonresidential Equipment Replacement (NRER) | Furnace/Kiln/Oven | FURNACE | FRIT | EXTRUDING METAL | 129 | 7 | 203 | 14 | 1
Nonresidential Equipment Replacement (NRER) | Furnace/Kiln/Oven | FURNACE | FRIT | FIRING PORCEL. ENML. | 129 | 7 | 173 | 14 | 1
Nonresidential Equipment Replacement (NRER) | Furnace/Kiln/Oven | FURNACE | FRIT | FORMING | 129 | 7 | 201 | 14 | 1
Nonresidential Equipment Replacement (NRER) | Furnace/Kiln/Oven | FURNACE | FRIT | GLASS MELTING | 129 | 7 | 174 | 14 | 1
Nonresidential Equipment Replacement (NRER) | Furnace/Kiln/Oven | FURNACE | FRIT | GLAZING PROCESS | 129 | 7 | 175 | 14 | 1
Nonresidential Equipment Replacement (NRER) | Furnace/Kiln/Oven | FURNACE | FRIT | HARDENING | 129 | 7 | 176 | 14 | 1
Nonresidential Equipment Replacement (NRER) | Furnace/Kiln/Oven | FURNACE | FRIT | HEAT TREATING | 129 | 7 | 179 | 14 | 1
Nonresidential Equipment Replacement (NRER) | Furnace/Kiln/Oven | FURNACE | FRIT | HEATING FOR FORGING | 129 | 7 | 177 | 14 | 1
Nonresidential Equipment Replacement (NRER) | Furnace/Kiln/Oven | FURNACE | FRIT | HEATING FOR ROLLING | 129 | 7 | 178 | 14 | 1
Nonresidential Equipment Replacement (NRER) | Furnace/Kiln/Oven | FURNACE | FRIT | HOLDING MOLTEN METAL | 129 | 7 | 180 | 14 | 1
Nonresidential Equipment Replacement (NRER) | Furnace/Kiln/Oven | FURNACE | FRIT | MELTING ALUM.-BRONZE | 129 | 7 | 184 | 14 | 1
Nonresidential Equipment Replacement (NRER) | Furnace/Kiln/Oven | FURNACE | FRIT | MELTING ALUMINUM | 129 | 7 | 183 | 14 | 1
Nonresidential Equipment Replacement (NRER) | Furnace/Kiln/Oven | FURNACE | FRIT | MELTING BRASS | 129 | 7 | 185 | 14 | 1
Nonresidential Equipment Replacement (NRER) | Furnace/Kiln/Oven | FURNACE | FRIT | MELTING BRONZE | 129 | 7 | 186 | 14 | 1
Nonresidential Equipment Replacement (NRER) | Furnace/Kiln/Oven | FURNACE | FRIT | MELTING FRIT | 129 | 7 | 181 | 14 | 1
Nonresidential Equipment Replacement (NRER) | Furnace/Kiln/Oven | FURNACE | FRIT | MELTING IRON | 129 | 7 | 187 | 14 | 1
Nonresidential Equipment Replacement (NRER) | Furnace/Kiln/Oven | FURNACE | FRIT | MELTING LEAD | 129 | 7 | 188 | 14 | 1
Nonresidential Equipment Replacement (NRER) | Furnace/Kiln/Oven | FURNACE | FRIT | MELTING MAGNESIUM | 129 | 7 | 189 | 14 | 1
Nonresidential Equipment Replacement (NRER) | Furnace/Kiln/Oven | FURNACE | FRIT | MELTING METAL | 129 | 7 | 182 | 14 | 1
Nonresidential Equipment Replacement (NRER) | Furnace/Kiln/Oven | FURNACE | FRIT | MELTING ZINC | 129 | 7 | 190 | 14 | 1
Nonresidential Equipment Replacement (NRER) | Furnace/Kiln/Oven | FURNACE | FRIT | NORMALIZING | 129 | 7 | 195 | 14 | 1
Nonresidential Equipment Replacement (NRER) | Furnace/Kiln/Oven | FURNACE | FRIT | POPPING PERLITE | 129 | 7 | 191 | 14 | 1
Nonresidential Equipment Replacement (NRER) | Furnace/Kiln/Oven | FURNACE | FRIT | PRE-HEATING | 129 | 7 | 192 | 14 | 1
Nonresidential Equipment Replacement (NRER) | Furnace/Kiln/Oven | FURNACE | FRIT | QUENCHING | 129 | 7 | 196 | 14 | 1
Nonresidential Equipment Replacement (NRER) | Furnace/Kiln/Oven | FURNACE | FRIT | SINTERING METAL | 129 | 7 | 193 | 14 | 1
Nonresidential Equipment Replacement (NRER) | Furnace/Kiln/Oven | FURNACE | FRIT | SMELTING SCRAP | 129 | 7 | 194 | 14 | 1
Nonresidential Equipment Replacement (NRER) | Furnace/Kiln/Oven | FURNACE | FRIT | ZINC VAPORIZATION | 129 | 7 | 200 | 14 | 1
Nonresidential Equipment Replacement (NRER) | Furnace/Kiln/Oven | FURNACE | LEHR | ANNEALING | 130 | 7 | 170 | 14 | 1
Nonresidential Equipment Replacement (NRER) | Furnace/Kiln/Oven | FURNACE | LEHR | BRAZING METAL PARTS | 130 | 7 | 171 | 14 | 1
Nonresidential Equipment Replacement (NRER) | Furnace/Kiln/Oven | FURNACE | LEHR | CARBON REGENERATION | 130 | 7 | 206 | 14 | 1
Nonresidential Equipment Replacement (NRER) | Furnace/Kiln/Oven | FURNACE | LEHR | CARBURIZING | 130 | 7 | 172 | 14 | 1
Nonresidential Equipment Replacement (NRER) | Furnace/Kiln/Oven | FURNACE | LEHR | CARBURIZING/QUENCH | 130 | 7 | 199 | 14 | 1
Nonresidential Equipment Replacement (NRER) | Furnace/Kiln/Oven | FURNACE | LEHR | DEOXIDIZING METAL | 130 | 7 | 202 | 14 | 1
Nonresidential Equipment Replacement (NRER) | Furnace/Kiln/Oven | FURNACE | LEHR | DRAW | 130 | 7 | 198 | 14 | 1
Nonresidential Equipment Replacement (NRER) | Furnace/Kiln/Oven | FURNACE | LEHR | EXPNDNG PERLITE ORE | 130 | 7 | 205 | 14 | 1
Nonresidential Equipment Replacement (NRER) | Furnace/Kiln/Oven | FURNACE | LEHR | EXTRUDING METAL | 130 | 7 | 203 | 14 | 1
Nonresidential Equipment Replacement (NRER) | Furnace/Kiln/Oven | FURNACE | LEHR | FIRING PORCEL. ENML. | 130 | 7 | 173 | 14 | 1
Nonresidential Equipment Replacement (NRER) | Furnace/Kiln/Oven | FURNACE | LEHR | FORMING | 130 | 7 | 201 | 14 | 1
Nonresidential Equipment Replacement (NRER) | Furnace/Kiln/Oven | FURNACE | LEHR | GLASS MELTING | 130 | 7 | 174 | 14 | 1
Nonresidential Equipment Replacement (NRER) | Furnace/Kiln/Oven | FURNACE | LEHR | GLAZING PROCESS | 130 | 7 | 175 | 14 | 1
Nonresidential Equipment Replacement (NRER) | Furnace/Kiln/Oven | FURNACE | LEHR | HARDENING | 130 | 7 | 176 | 14 | 1
Nonresidential Equipment Replacement (NRER) | Furnace/Kiln/Oven | FURNACE | LEHR | HEAT TREATING | 130 | 7 | 179 | 14 | 1
Nonresidential Equipment Replacement (NRER) | Furnace/Kiln/Oven | FURNACE | LEHR | HEATING FOR FORGING | 130 | 7 | 177 | 14 | 1
Nonresidential Equipment Replacement (NRER) | Furnace/Kiln/Oven | FURNACE | LEHR | HEATING FOR ROLLING | 130 | 7 | 178 | 14 | 1
Nonresidential Equipment Replacement (NRER) | Furnace/Kiln/Oven | FURNACE | LEHR | HOLDING MOLTEN METAL | 130 | 7 | 180 | 14 | 1
Nonresidential Equipment Replacement (NRER) | Furnace/Kiln/Oven | FURNACE | LEHR | MELTING ALUM.-BRONZE | 130 | 7 | 184 | 14 | 1
Nonresidential Equipment Replacement (NRER) | Furnace/Kiln/Oven | FURNACE | LEHR | MELTING ALUMINUM | 130 | 7 | 183 | 14 | 1
Nonresidential Equipment Replacement (NRER) | Furnace/Kiln/Oven | FURNACE | LEHR | MELTING BRASS | 130 | 7 | 185 | 14 | 1
Nonresidential Equipment Replacement (NRER) | Furnace/Kiln/Oven | FURNACE | LEHR | MELTING BRONZE | 130 | 7 | 186 | 14 | 1
Nonresidential Equipment Replacement (NRER) | Furnace/Kiln/Oven | FURNACE | LEHR | MELTING FRIT | 130 | 7 | 181 | 14 | 1
Nonresidential Equipment Replacement (NRER) | Furnace/Kiln/Oven | FURNACE | LEHR | MELTING IRON | 130 | 7 | 187 | 14 | 1
Nonresidential Equipment Replacement (NRER) | Furnace/Kiln/Oven | FURNACE | LEHR | MELTING LEAD | 130 | 7 | 188 | 14 | 1
Nonresidential Equipment Replacement (NRER) | Furnace/Kiln/Oven | FURNACE | LEHR | MELTING MAGNESIUM | 130 | 7 | 189 | 14 | 1
Nonresidential Equipment Replacement (NRER) | Furnace/Kiln/Oven | FURNACE | LEHR | MELTING METAL | 130 | 7 | 182 | 14 | 1
Nonresidential Equipment Replacement (NRER) | Furnace/Kiln/Oven | FURNACE | LEHR | MELTING ZINC | 130 | 7 | 190 | 14 | 1
Nonresidential Equipment Replacement (NRER) | Furnace/Kiln/Oven | FURNACE | LEHR | NORMALIZING | 130 | 7 | 195 | 14 | 1
Nonresidential Equipment Replacement (NRER) | Furnace/Kiln/Oven | FURNACE | LEHR | POPPING PERLITE | 130 | 7 | 191 | 14 | 1
Nonresidential Equipment Replacement (NRER) | Furnace/Kiln/Oven | FURNACE | LEHR | PRE-HEATING | 130 | 7 | 192 | 14 | 1
Nonresidential Equipment Replacement (NRER) | Furnace/Kiln/Oven | FURNACE | LEHR | QUENCHING | 130 | 7 | 196 | 14 | 1
Nonresidential Equipment Replacement (NRER) | Furnace/Kiln/Oven | FURNACE | LEHR | SINTERING METAL | 130 | 7 | 193 | 14 | 1
Nonresidential Equipment Replacement (NRER) | Furnace/Kiln/Oven | FURNACE | LEHR | SMELTING SCRAP | 130 | 7 | 194 | 14 | 1
Nonresidential Equipment Replacement (NRER) | Furnace/Kiln/Oven | FURNACE | LEHR | ZINC VAPORIZATION | 130 | 7 | 200 | 14 | 1
Nonresidential Equipment Replacement (NRER) | Furnace/Kiln/Oven | FURNACE | MUFFLE ATMOSPHERE | ANNEALING | 131 | 7 | 170 | 14 | 1
Nonresidential Equipment Replacement (NRER) | Furnace/Kiln/Oven | FURNACE | MUFFLE ATMOSPHERE | BRAZING METAL PARTS | 131 | 7 | 171 | 14 | 1
Nonresidential Equipment Replacement (NRER) | Furnace/Kiln/Oven | FURNACE | MUFFLE ATMOSPHERE | CARBON REGENERATION | 131 | 7 | 206 | 14 | 1
Nonresidential Equipment Replacement (NRER) | Furnace/Kiln/Oven | FURNACE | MUFFLE ATMOSPHERE | CARBURIZING | 131 | 7 | 172 | 14 | 1
Nonresidential Equipment Replacement (NRER) | Furnace/Kiln/Oven | FURNACE | MUFFLE ATMOSPHERE | CARBURIZING/QUENCH | 131 | 7 | 199 | 14 | 1
Nonresidential Equipment Replacement (NRER) | Furnace/Kiln/Oven | FURNACE | MUFFLE ATMOSPHERE | DEOXIDIZING METAL | 131 | 7 | 202 | 14 | 1
Nonresidential Equipment Replacement (NRER) | Furnace/Kiln/Oven | FURNACE | MUFFLE ATMOSPHERE | DRAW | 131 | 7 | 198 | 14 | 1
Nonresidential Equipment Replacement (NRER) | Furnace/Kiln/Oven | FURNACE | MUFFLE ATMOSPHERE | EXPNDNG PERLITE ORE | 131 | 7 | 205 | 14 | 1
Nonresidential Equipment Replacement (NRER) | Furnace/Kiln/Oven | FURNACE | MUFFLE ATMOSPHERE | EXTRUDING METAL | 131 | 7 | 203 | 14 | 1
Nonresidential Equipment Replacement (NRER) | Furnace/Kiln/Oven | FURNACE | MUFFLE ATMOSPHERE | FIRING PORCEL. ENML. | 131 | 7 | 173 | 14 | 1
Nonresidential Equipment Replacement (NRER) | Furnace/Kiln/Oven | FURNACE | MUFFLE ATMOSPHERE | FORMING | 131 | 7 | 201 | 14 | 1
Nonresidential Equipment Replacement (NRER) | Furnace/Kiln/Oven | FURNACE | MUFFLE ATMOSPHERE | GLASS MELTING | 131 | 7 | 174 | 14 | 1
Nonresidential Equipment Replacement (NRER) | Furnace/Kiln/Oven | FURNACE | MUFFLE ATMOSPHERE | GLAZING PROCESS | 131 | 7 | 175 | 14 | 1
Nonresidential Equipment Replacement (NRER) | Furnace/Kiln/Oven | FURNACE | MUFFLE ATMOSPHERE | HARDENING | 131 | 7 | 176 | 14 | 1
Nonresidential Equipment Replacement (NRER) | Furnace/Kiln/Oven | FURNACE | MUFFLE ATMOSPHERE | HEAT TREATING | 131 | 7 | 179 | 14 | 1
Nonresidential Equipment Replacement (NRER) | Furnace/Kiln/Oven | FURNACE | MUFFLE ATMOSPHERE | HEATING FOR FORGING | 131 | 7 | 177 | 14 | 1
Nonresidential Equipment Replacement (NRER) | Furnace/Kiln/Oven | FURNACE | MUFFLE ATMOSPHERE | HEATING FOR ROLLING | 131 | 7 | 178 | 14 | 1
Nonresidential Equipment Replacement (NRER) | Furnace/Kiln/Oven | FURNACE | MUFFLE ATMOSPHERE | HOLDING MOLTEN METAL | 131 | 7 | 180 | 14 | 1
Nonresidential Equipment Replacement (NRER) | Furnace/Kiln/Oven | FURNACE | MUFFLE ATMOSPHERE | MELTING ALUM.-BRONZE | 131 | 7 | 184 | 14 | 1
Nonresidential Equipment Replacement (NRER) | Furnace/Kiln/Oven | FURNACE | MUFFLE ATMOSPHERE | MELTING ALUMINUM | 131 | 7 | 183 | 14 | 1
Nonresidential Equipment Replacement (NRER) | Furnace/Kiln/Oven | FURNACE | MUFFLE ATMOSPHERE | MELTING BRASS | 131 | 7 | 185 | 14 | 1
Nonresidential Equipment Replacement (NRER) | Furnace/Kiln/Oven | FURNACE | MUFFLE ATMOSPHERE | MELTING BRONZE | 131 | 7 | 186 | 14 | 1
Nonresidential Equipment Replacement (NRER) | Furnace/Kiln/Oven | FURNACE | MUFFLE ATMOSPHERE | MELTING FRIT | 131 | 7 | 181 | 14 | 1
Nonresidential Equipment Replacement (NRER) | Furnace/Kiln/Oven | FURNACE | MUFFLE ATMOSPHERE | MELTING IRON | 131 | 7 | 187 | 14 | 1
Nonresidential Equipment Replacement (NRER) | Furnace/Kiln/Oven | FURNACE | MUFFLE ATMOSPHERE | MELTING LEAD | 131 | 7 | 188 | 14 | 1
Nonresidential Equipment Replacement (NRER) | Furnace/Kiln/Oven | FURNACE | MUFFLE ATMOSPHERE | MELTING MAGNESIUM | 131 | 7 | 189 | 14 | 1
Nonresidential Equipment Replacement (NRER) | Furnace/Kiln/Oven | FURNACE | MUFFLE ATMOSPHERE | MELTING METAL | 131 | 7 | 182 | 14 | 1
Nonresidential Equipment Replacement (NRER) | Furnace/Kiln/Oven | FURNACE | MUFFLE ATMOSPHERE | MELTING ZINC | 131 | 7 | 190 | 14 | 1
Nonresidential Equipment Replacement (NRER) | Furnace/Kiln/Oven | FURNACE | MUFFLE ATMOSPHERE | NORMALIZING | 131 | 7 | 195 | 14 | 1
Nonresidential Equipment Replacement (NRER) | Furnace/Kiln/Oven | FURNACE | MUFFLE ATMOSPHERE | POPPING PERLITE | 131 | 7 | 191 | 14 | 1
Nonresidential Equipment Replacement (NRER) | Furnace/Kiln/Oven | FURNACE | MUFFLE ATMOSPHERE | PRE-HEATING | 131 | 7 | 192 | 14 | 1
Nonresidential Equipment Replacement (NRER) | Furnace/Kiln/Oven | FURNACE | MUFFLE ATMOSPHERE | QUENCHING | 131 | 7 | 196 | 14 | 1
Nonresidential Equipment Replacement (NRER) | Furnace/Kiln/Oven | FURNACE | MUFFLE ATMOSPHERE | SINTERING METAL | 131 | 7 | 193 | 14 | 1
Nonresidential Equipment Replacement (NRER) | Furnace/Kiln/Oven | FURNACE | MUFFLE ATMOSPHERE | SMELTING SCRAP | 131 | 7 | 194 | 14 | 1
Nonresidential Equipment Replacement (NRER) | Furnace/Kiln/Oven | FURNACE | MUFFLE ATMOSPHERE | ZINC VAPORIZATION | 131 | 7 | 200 | 14 | 1
Nonresidential Equipment Replacement (NRER) | Furnace/Kiln/Oven | FURNACE | PATENTING | ANNEALING | 133 | 7 | 170 | 14 | 1
Nonresidential Equipment Replacement (NRER) | Furnace/Kiln/Oven | FURNACE | PATENTING | BRAZING METAL PARTS | 133 | 7 | 171 | 14 | 1
Nonresidential Equipment Replacement (NRER) | Furnace/Kiln/Oven | FURNACE | PATENTING | CARBON REGENERATION | 133 | 7 | 206 | 14 | 1
Nonresidential Equipment Replacement (NRER) | Furnace/Kiln/Oven | FURNACE | PATENTING | CARBURIZING | 133 | 7 | 172 | 14 | 1
Nonresidential Equipment Replacement (NRER) | Furnace/Kiln/Oven | FURNACE | PATENTING | CARBURIZING/QUENCH | 133 | 7 | 199 | 14 | 1
Nonresidential Equipment Replacement (NRER) | Furnace/Kiln/Oven | FURNACE | PATENTING | DEOXIDIZING METAL | 133 | 7 | 202 | 14 | 1
Nonresidential Equipment Replacement (NRER) | Furnace/Kiln/Oven | FURNACE | PATENTING | DRAW | 133 | 7 | 198 | 14 | 1
Nonresidential Equipment Replacement (NRER) | Furnace/Kiln/Oven | FURNACE | PATENTING | EXPNDNG PERLITE ORE | 133 | 7 | 205 | 14 | 1
Nonresidential Equipment Replacement (NRER) | Furnace/Kiln/Oven | FURNACE | PATENTING | EXTRUDING METAL | 133 | 7 | 203 | 14 | 1
Nonresidential Equipment Replacement (NRER) | Furnace/Kiln/Oven | FURNACE | PATENTING | FIRING PORCEL. ENML. | 133 | 7 | 173 | 14 | 1
Nonresidential Equipment Replacement (NRER) | Furnace/Kiln/Oven | FURNACE | PATENTING | FORMING | 133 | 7 | 201 | 14 | 1
Nonresidential Equipment Replacement (NRER) | Furnace/Kiln/Oven | FURNACE | PATENTING | GLASS MELTING | 133 | 7 | 174 | 14 | 1
Nonresidential Equipment Replacement (NRER) | Furnace/Kiln/Oven | FURNACE | PATENTING | GLAZING PROCESS | 133 | 7 | 175 | 14 | 1
Nonresidential Equipment Replacement (NRER) | Furnace/Kiln/Oven | FURNACE | PATENTING | HARDENING | 133 | 7 | 176 | 14 | 1
Nonresidential Equipment Replacement (NRER) | Furnace/Kiln/Oven | FURNACE | PATENTING | HEAT TREATING | 133 | 7 | 179 | 14 | 1
Nonresidential Equipment Replacement (NRER) | Furnace/Kiln/Oven | FURNACE | PATENTING | HEATING FOR FORGING | 133 | 7 | 177 | 14 | 1
Nonresidential Equipment Replacement (NRER) | Furnace/Kiln/Oven | FURNACE | PATENTING | HEATING FOR ROLLING | 133 | 7 | 178 | 14 | 1
Nonresidential Equipment Replacement (NRER) | Furnace/Kiln/Oven | FURNACE | PATENTING | HOLDING MOLTEN METAL | 133 | 7 | 180 | 14 | 1
Nonresidential Equipment Replacement (NRER) | Furnace/Kiln/Oven | FURNACE | PATENTING | MELTING ALUM.-BRONZE | 133 | 7 | 184 | 14 | 1
Nonresidential Equipment Replacement (NRER) | Furnace/Kiln/Oven | FURNACE | PATENTING | MELTING ALUMINUM | 133 | 7 | 183 | 14 | 1
Nonresidential Equipment Replacement (NRER) | Furnace/Kiln/Oven | FURNACE | PATENTING | MELTING BRASS | 133 | 7 | 185 | 14 | 1
Nonresidential Equipment Replacement (NRER) | Furnace/Kiln/Oven | FURNACE | PATENTING | MELTING BRONZE | 133 | 7 | 186 | 14 | 1
Nonresidential Equipment Replacement (NRER) | Furnace/Kiln/Oven | FURNACE | PATENTING | MELTING FRIT | 133 | 7 | 181 | 14 | 1
Nonresidential Equipment Replacement (NRER) | Furnace/Kiln/Oven | FURNACE | PATENTING | MELTING IRON | 133 | 7 | 187 | 14 | 1
Nonresidential Equipment Replacement (NRER) | Furnace/Kiln/Oven | FURNACE | PATENTING | MELTING LEAD | 133 | 7 | 188 | 14 | 1
Nonresidential Equipment Replacement (NRER) | Furnace/Kiln/Oven | FURNACE | PATENTING | MELTING MAGNESIUM | 133 | 7 | 189 | 14 | 1
Nonresidential Equipment Replacement (NRER) | Furnace/Kiln/Oven | FURNACE | PATENTING | MELTING METAL | 133 | 7 | 182 | 14 | 1
Nonresidential Equipment Replacement (NRER) | Furnace/Kiln/Oven | FURNACE | PATENTING | MELTING ZINC | 133 | 7 | 190 | 14 | 1
Nonresidential Equipment Replacement (NRER) | Furnace/Kiln/Oven | FURNACE | PATENTING | NORMALIZING | 133 | 7 | 195 | 14 | 1
Nonresidential Equipment Replacement (NRER) | Furnace/Kiln/Oven | FURNACE | PATENTING | POPPING PERLITE | 133 | 7 | 191 | 14 | 1
Nonresidential Equipment Replacement (NRER) | Furnace/Kiln/Oven | FURNACE | PATENTING | PRE-HEATING | 133 | 7 | 192 | 14 | 1
Nonresidential Equipment Replacement (NRER) | Furnace/Kiln/Oven | FURNACE | PATENTING | QUENCHING | 133 | 7 | 196 | 14 | 1
Nonresidential Equipment Replacement (NRER) | Furnace/Kiln/Oven | FURNACE | PATENTING | SINTERING METAL | 133 | 7 | 193 | 14 | 1
Nonresidential Equipment Replacement (NRER) | Furnace/Kiln/Oven | FURNACE | PATENTING | SMELTING SCRAP | 133 | 7 | 194 | 14 | 1
Nonresidential Equipment Replacement (NRER) | Furnace/Kiln/Oven | FURNACE | PATENTING | ZINC VAPORIZATION | 133 | 7 | 200 | 14 | 1
Nonresidential Equipment Replacement (NRER) | Furnace/Kiln/Oven | FURNACE | PUSHER | ANNEALING | 134 | 7 | 170 | 14 | 1
Nonresidential Equipment Replacement (NRER) | Furnace/Kiln/Oven | FURNACE | PUSHER | BRAZING METAL PARTS | 134 | 7 | 171 | 14 | 1
Nonresidential Equipment Replacement (NRER) | Furnace/Kiln/Oven | FURNACE | PUSHER | CARBON REGENERATION | 134 | 7 | 206 | 14 | 1
Nonresidential Equipment Replacement (NRER) | Furnace/Kiln/Oven | FURNACE | PUSHER | CARBURIZING | 134 | 7 | 172 | 14 | 1
Nonresidential Equipment Replacement (NRER) | Furnace/Kiln/Oven | FURNACE | PUSHER | CARBURIZING/QUENCH | 134 | 7 | 199 | 14 | 1
Nonresidential Equipment Replacement (NRER) | Furnace/Kiln/Oven | FURNACE | PUSHER | DEOXIDIZING METAL | 134 | 7 | 202 | 14 | 1
Nonresidential Equipment Replacement (NRER) | Furnace/Kiln/Oven | FURNACE | PUSHER | DRAW | 134 | 7 | 198 | 14 | 1
Nonresidential Equipment Replacement (NRER) | Furnace/Kiln/Oven | FURNACE | PUSHER | EXPNDNG PERLITE ORE | 134 | 7 | 205 | 14 | 1
Nonresidential Equipment Replacement (NRER) | Furnace/Kiln/Oven | FURNACE | PUSHER | EXTRUDING METAL | 134 | 7 | 203 | 14 | 1
Nonresidential Equipment Replacement (NRER) | Furnace/Kiln/Oven | FURNACE | PUSHER | FIRING PORCEL. ENML. | 134 | 7 | 173 | 14 | 1
Nonresidential Equipment Replacement (NRER) | Furnace/Kiln/Oven | FURNACE | PUSHER | FORMING | 134 | 7 | 201 | 14 | 1
Nonresidential Equipment Replacement (NRER) | Furnace/Kiln/Oven | FURNACE | PUSHER | GLASS MELTING | 134 | 7 | 174 | 14 | 1
Nonresidential Equipment Replacement (NRER) | Furnace/Kiln/Oven | FURNACE | PUSHER | GLAZING PROCESS | 134 | 7 | 175 | 14 | 1
Nonresidential Equipment Replacement (NRER) | Furnace/Kiln/Oven | FURNACE | PUSHER | HARDENING | 134 | 7 | 176 | 14 | 1
Nonresidential Equipment Replacement (NRER) | Furnace/Kiln/Oven | FURNACE | PUSHER | HEAT TREATING | 134 | 7 | 179 | 14 | 1
Nonresidential Equipment Replacement (NRER) | Furnace/Kiln/Oven | FURNACE | PUSHER | HEATING FOR FORGING | 134 | 7 | 177 | 14 | 1
Nonresidential Equipment Replacement (NRER) | Furnace/Kiln/Oven | FURNACE | PUSHER | HEATING FOR ROLLING | 134 | 7 | 178 | 14 | 1
Nonresidential Equipment Replacement (NRER) | Furnace/Kiln/Oven | FURNACE | PUSHER | HOLDING MOLTEN METAL | 134 | 7 | 180 | 14 | 1
Nonresidential Equipment Replacement (NRER) | Furnace/Kiln/Oven | FURNACE | PUSHER | MELTING ALUM.-BRONZE | 134 | 7 | 184 | 14 | 1
Nonresidential Equipment Replacement (NRER) | Furnace/Kiln/Oven | FURNACE | PUSHER | MELTING ALUMINUM | 134 | 7 | 183 | 14 | 1
Nonresidential Equipment Replacement (NRER) | Furnace/Kiln/Oven | FURNACE | PUSHER | MELTING BRASS | 134 | 7 | 185 | 14 | 1
Nonresidential Equipment Replacement (NRER) | Furnace/Kiln/Oven | FURNACE | PUSHER | MELTING BRONZE | 134 | 7 | 186 | 14 | 1
Nonresidential Equipment Replacement (NRER) | Furnace/Kiln/Oven | FURNACE | PUSHER | MELTING FRIT | 134 | 7 | 181 | 14 | 1
Nonresidential Equipment Replacement (NRER) | Furnace/Kiln/Oven | FURNACE | PUSHER | MELTING IRON | 134 | 7 | 187 | 14 | 1
Nonresidential Equipment Replacement (NRER) | Furnace/Kiln/Oven | FURNACE | PUSHER | MELTING LEAD | 134 | 7 | 188 | 14 | 1
Nonresidential Equipment Replacement (NRER) | Furnace/Kiln/Oven | FURNACE | PUSHER | MELTING MAGNESIUM | 134 | 7 | 189 | 14 | 1
Nonresidential Equipment Replacement (NRER) | Furnace/Kiln/Oven | FURNACE | PUSHER | MELTING METAL | 134 | 7 | 182 | 14 | 1
Nonresidential Equipment Replacement (NRER) | Furnace/Kiln/Oven | FURNACE | PUSHER | MELTING ZINC | 134 | 7 | 190 | 14 | 1
Nonresidential Equipment Replacement (NRER) | Furnace/Kiln/Oven | FURNACE | PUSHER | NORMALIZING | 134 | 7 | 195 | 14 | 1
Nonresidential Equipment Replacement (NRER) | Furnace/Kiln/Oven | FURNACE | PUSHER | POPPING PERLITE | 134 | 7 | 191 | 14 | 1
Nonresidential Equipment Replacement (NRER) | Furnace/Kiln/Oven | FURNACE | PUSHER | PRE-HEATING | 134 | 7 | 192 | 14 | 1
Nonresidential Equipment Replacement (NRER) | Furnace/Kiln/Oven | FURNACE | PUSHER | QUENCHING | 134 | 7 | 196 | 14 | 1
Nonresidential Equipment Replacement (NRER) | Furnace/Kiln/Oven | FURNACE | PUSHER | SINTERING METAL | 134 | 7 | 193 | 14 | 1
Nonresidential Equipment Replacement (NRER) | Furnace/Kiln/Oven | FURNACE | PUSHER | SMELTING SCRAP | 134 | 7 | 194 | 14 | 1
Nonresidential Equipment Replacement (NRER) | Furnace/Kiln/Oven | FURNACE | PUSHER | ZINC VAPORIZATION | 134 | 7 | 200 | 14 | 1
Nonresidential Equipment Replacement (NRER) | Furnace/Kiln/Oven | FURNACE | RADIANT TUBE,ATMOS. | ANNEALING | 135 | 7 | 170 | 14 | 1
Nonresidential Equipment Replacement (NRER) | Furnace/Kiln/Oven | FURNACE | RADIANT TUBE,ATMOS. | BRAZING METAL PARTS | 135 | 7 | 171 | 14 | 1
Nonresidential Equipment Replacement (NRER) | Furnace/Kiln/Oven | FURNACE | RADIANT TUBE,ATMOS. | CARBON REGENERATION | 135 | 7 | 206 | 14 | 1
Nonresidential Equipment Replacement (NRER) | Furnace/Kiln/Oven | FURNACE | RADIANT TUBE,ATMOS. | CARBURIZING | 135 | 7 | 172 | 14 | 1
Nonresidential Equipment Replacement (NRER) | Furnace/Kiln/Oven | FURNACE | RADIANT TUBE,ATMOS. | CARBURIZING/QUENCH | 135 | 7 | 199 | 14 | 1
Nonresidential Equipment Replacement (NRER) | Furnace/Kiln/Oven | FURNACE | RADIANT TUBE,ATMOS. | DEOXIDIZING METAL | 135 | 7 | 202 | 14 | 1
Nonresidential Equipment Replacement (NRER) | Furnace/Kiln/Oven | FURNACE | RADIANT TUBE,ATMOS. | DRAW | 135 | 7 | 198 | 14 | 1
Nonresidential Equipment Replacement (NRER) | Furnace/Kiln/Oven | FURNACE | RADIANT TUBE,ATMOS. | EXPNDNG PERLITE ORE | 135 | 7 | 205 | 14 | 1
Nonresidential Equipment Replacement (NRER) | Furnace/Kiln/Oven | FURNACE | RADIANT TUBE,ATMOS. | EXTRUDING METAL | 135 | 7 | 203 | 14 | 1
Nonresidential Equipment Replacement (NRER) | Furnace/Kiln/Oven | FURNACE | RADIANT TUBE,ATMOS. | FIRING PORCEL. ENML. | 135 | 7 | 173 | 14 | 1
Nonresidential Equipment Replacement (NRER) | Furnace/Kiln/Oven | FURNACE | RADIANT TUBE,ATMOS. | FORMING | 135 | 7 | 201 | 14 | 1
Nonresidential Equipment Replacement (NRER) | Furnace/Kiln/Oven | FURNACE | RADIANT TUBE,ATMOS. | GLASS MELTING | 135 | 7 | 174 | 14 | 1
Nonresidential Equipment Replacement (NRER) | Furnace/Kiln/Oven | FURNACE | RADIANT TUBE,ATMOS. | GLAZING PROCESS | 135 | 7 | 175 | 14 | 1
Nonresidential Equipment Replacement (NRER) | Furnace/Kiln/Oven | FURNACE | RADIANT TUBE,ATMOS. | HARDENING | 135 | 7 | 176 | 14 | 1
Nonresidential Equipment Replacement (NRER) | Furnace/Kiln/Oven | FURNACE | RADIANT TUBE,ATMOS. | HEAT TREATING | 135 | 7 | 179 | 14 | 1
Nonresidential Equipment Replacement (NRER) | Furnace/Kiln/Oven | FURNACE | RADIANT TUBE,ATMOS. | HEATING FOR FORGING | 135 | 7 | 177 | 14 | 1
Nonresidential Equipment Replacement (NRER) | Furnace/Kiln/Oven | FURNACE | RADIANT TUBE,ATMOS. | HEATING FOR ROLLING | 135 | 7 | 178 | 14 | 1
Nonresidential Equipment Replacement (NRER) | Furnace/Kiln/Oven | FURNACE | RADIANT TUBE,ATMOS. | HOLDING MOLTEN METAL | 135 | 7 | 180 | 14 | 1
Nonresidential Equipment Replacement (NRER) | Furnace/Kiln/Oven | FURNACE | RADIANT TUBE,ATMOS. | MELTING ALUM.-BRONZE | 135 | 7 | 184 | 14 | 1
Nonresidential Equipment Replacement (NRER) | Furnace/Kiln/Oven | FURNACE | RADIANT TUBE,ATMOS. | MELTING ALUMINUM | 135 | 7 | 183 | 14 | 1
Nonresidential Equipment Replacement (NRER) | Furnace/Kiln/Oven | FURNACE | RADIANT TUBE,ATMOS. | MELTING BRASS | 135 | 7 | 185 | 14 | 1
Nonresidential Equipment Replacement (NRER) | Furnace/Kiln/Oven | FURNACE | RADIANT TUBE,ATMOS. | MELTING BRONZE | 135 | 7 | 186 | 14 | 1
Nonresidential Equipment Replacement (NRER) | Furnace/Kiln/Oven | FURNACE | RADIANT TUBE,ATMOS. | MELTING FRIT | 135 | 7 | 181 | 14 | 1
Nonresidential Equipment Replacement (NRER) | Furnace/Kiln/Oven | FURNACE | RADIANT TUBE,ATMOS. | MELTING IRON | 135 | 7 | 187 | 14 | 1
Nonresidential Equipment Replacement (NRER) | Furnace/Kiln/Oven | FURNACE | RADIANT TUBE,ATMOS. | MELTING LEAD | 135 | 7 | 188 | 14 | 1
Nonresidential Equipment Replacement (NRER) | Furnace/Kiln/Oven | FURNACE | RADIANT TUBE,ATMOS. | MELTING MAGNESIUM | 135 | 7 | 189 | 14 | 1
Nonresidential Equipment Replacement (NRER) | Furnace/Kiln/Oven | FURNACE | RADIANT TUBE,ATMOS. | MELTING METAL | 135 | 7 | 182 | 14 | 1
Nonresidential Equipment Replacement (NRER) | Furnace/Kiln/Oven | FURNACE | RADIANT TUBE,ATMOS. | MELTING ZINC | 135 | 7 | 190 | 14 | 1
Nonresidential Equipment Replacement (NRER) | Furnace/Kiln/Oven | FURNACE | RADIANT TUBE,ATMOS. | NORMALIZING | 135 | 7 | 195 | 14 | 1
Nonresidential Equipment Replacement (NRER) | Furnace/Kiln/Oven | FURNACE | RADIANT TUBE,ATMOS. | POPPING PERLITE | 135 | 7 | 191 | 14 | 1
Nonresidential Equipment Replacement (NRER) | Furnace/Kiln/Oven | FURNACE | RADIANT TUBE,ATMOS. | PRE-HEATING | 135 | 7 | 192 | 14 | 1
Nonresidential Equipment Replacement (NRER) | Furnace/Kiln/Oven | FURNACE | RADIANT TUBE,ATMOS. | QUENCHING | 135 | 7 | 196 | 14 | 1
Nonresidential Equipment Replacement (NRER) | Furnace/Kiln/Oven | FURNACE | RADIANT TUBE,ATMOS. | SINTERING METAL | 135 | 7 | 193 | 14 | 1
Nonresidential Equipment Replacement (NRER) | Furnace/Kiln/Oven | FURNACE | RADIANT TUBE,ATMOS. | SMELTING SCRAP | 135 | 7 | 194 | 14 | 1
Nonresidential Equipment Replacement (NRER) | Furnace/Kiln/Oven | FURNACE | RADIANT TUBE,ATMOS. | ZINC VAPORIZATION | 135 | 7 | 200 | 14 | 1
Nonresidential Equipment Replacement (NRER) | Furnace/Kiln/Oven | FURNACE | REHEAT | ANNEALING | 136 | 7 | 170 | 14 | 1
Nonresidential Equipment Replacement (NRER) | Furnace/Kiln/Oven | FURNACE | REHEAT | BRAZING METAL PARTS | 136 | 7 | 171 | 14 | 1
Nonresidential Equipment Replacement (NRER) | Furnace/Kiln/Oven | FURNACE | REHEAT | CARBON REGENERATION | 136 | 7 | 206 | 14 | 1
Nonresidential Equipment Replacement (NRER) | Furnace/Kiln/Oven | FURNACE | REHEAT | CARBURIZING | 136 | 7 | 172 | 14 | 1
Nonresidential Equipment Replacement (NRER) | Furnace/Kiln/Oven | FURNACE | REHEAT | CARBURIZING/QUENCH | 136 | 7 | 199 | 14 | 1
Nonresidential Equipment Replacement (NRER) | Furnace/Kiln/Oven | FURNACE | REHEAT | DEOXIDIZING METAL | 136 | 7 | 202 | 14 | 1
Nonresidential Equipment Replacement (NRER) | Furnace/Kiln/Oven | FURNACE | REHEAT | DRAW | 136 | 7 | 198 | 14 | 1
Nonresidential Equipment Replacement (NRER) | Furnace/Kiln/Oven | FURNACE | REHEAT | EXPNDNG PERLITE ORE | 136 | 7 | 205 | 14 | 1
Nonresidential Equipment Replacement (NRER) | Furnace/Kiln/Oven | FURNACE | REHEAT | EXTRUDING METAL | 136 | 7 | 203 | 14 | 1
Nonresidential Equipment Replacement (NRER) | Furnace/Kiln/Oven | FURNACE | REHEAT | FIRING PORCEL. ENML. | 136 | 7 | 173 | 14 | 1
Nonresidential Equipment Replacement (NRER) | Furnace/Kiln/Oven | FURNACE | REHEAT | FORMING | 136 | 7 | 201 | 14 | 1
Nonresidential Equipment Replacement (NRER) | Furnace/Kiln/Oven | FURNACE | REHEAT | GLASS MELTING | 136 | 7 | 174 | 14 | 1
Nonresidential Equipment Replacement (NRER) | Furnace/Kiln/Oven | FURNACE | REHEAT | GLAZING PROCESS | 136 | 7 | 175 | 14 | 1
Nonresidential Equipment Replacement (NRER) | Furnace/Kiln/Oven | FURNACE | REHEAT | HARDENING | 136 | 7 | 176 | 14 | 1
Nonresidential Equipment Replacement (NRER) | Furnace/Kiln/Oven | FURNACE | REHEAT | HEAT TREATING | 136 | 7 | 179 | 14 | 1
Nonresidential Equipment Replacement (NRER) | Furnace/Kiln/Oven | FURNACE | REHEAT | HEATING FOR FORGING | 136 | 7 | 177 | 14 | 1
Nonresidential Equipment Replacement (NRER) | Furnace/Kiln/Oven | FURNACE | REHEAT | HEATING FOR ROLLING | 136 | 7 | 178 | 14 | 1
Nonresidential Equipment Replacement (NRER) | Furnace/Kiln/Oven | FURNACE | REHEAT | HOLDING MOLTEN METAL | 136 | 7 | 180 | 14 | 1
Nonresidential Equipment Replacement (NRER) | Furnace/Kiln/Oven | FURNACE | REHEAT | MELTING ALUM.-BRONZE | 136 | 7 | 184 | 14 | 1
Nonresidential Equipment Replacement (NRER) | Furnace/Kiln/Oven | FURNACE | REHEAT | MELTING ALUMINUM | 136 | 7 | 183 | 14 | 1
Nonresidential Equipment Replacement (NRER) | Furnace/Kiln/Oven | FURNACE | REHEAT | MELTING BRASS | 136 | 7 | 185 | 14 | 1
Nonresidential Equipment Replacement (NRER) | Furnace/Kiln/Oven | FURNACE | REHEAT | MELTING BRONZE | 136 | 7 | 186 | 14 | 1
Nonresidential Equipment Replacement (NRER) | Furnace/Kiln/Oven | FURNACE | REHEAT | MELTING FRIT | 136 | 7 | 181 | 14 | 1
Nonresidential Equipment Replacement (NRER) | Furnace/Kiln/Oven | FURNACE | REHEAT | MELTING IRON | 136 | 7 | 187 | 14 | 1
Nonresidential Equipment Replacement (NRER) | Furnace/Kiln/Oven | FURNACE | REHEAT | MELTING LEAD | 136 | 7 | 188 | 14 | 1
Nonresidential Equipment Replacement (NRER) | Furnace/Kiln/Oven | FURNACE | REHEAT | MELTING MAGNESIUM | 136 | 7 | 189 | 14 | 1
Nonresidential Equipment Replacement (NRER) | Furnace/Kiln/Oven | FURNACE | REHEAT | MELTING METAL | 136 | 7 | 182 | 14 | 1
Nonresidential Equipment Replacement (NRER) | Furnace/Kiln/Oven | FURNACE | REHEAT | MELTING ZINC | 136 | 7 | 190 | 14 | 1
Nonresidential Equipment Replacement (NRER) | Furnace/Kiln/Oven | FURNACE | REHEAT | NORMALIZING | 136 | 7 | 195 | 14 | 1
Nonresidential Equipment Replacement (NRER) | Furnace/Kiln/Oven | FURNACE | REHEAT | POPPING PERLITE | 136 | 7 | 191 | 14 | 1
Nonresidential Equipment Replacement (NRER) | Furnace/Kiln/Oven | FURNACE | REHEAT | PRE-HEATING | 136 | 7 | 192 | 14 | 1
Nonresidential Equipment Replacement (NRER) | Furnace/Kiln/Oven | FURNACE | REHEAT | QUENCHING | 136 | 7 | 196 | 14 | 1
Nonresidential Equipment Replacement (NRER) | Furnace/Kiln/Oven | FURNACE | REHEAT | SINTERING METAL | 136 | 7 | 193 | 14 | 1
Nonresidential Equipment Replacement (NRER) | Furnace/Kiln/Oven | FURNACE | REHEAT | SMELTING SCRAP | 136 | 7 | 194 | 14 | 1
Nonresidential Equipment Replacement (NRER) | Furnace/Kiln/Oven | FURNACE | REHEAT | ZINC VAPORIZATION | 136 | 7 | 200 | 14 | 1
Nonresidential Equipment Replacement (NRER) | Furnace/Kiln/Oven | FURNACE | REVERBATORY | ANNEALING | 137 | 7 | 170 | 14 | 1
Nonresidential Equipment Replacement (NRER) | Furnace/Kiln/Oven | FURNACE | REVERBATORY | BRAZING METAL PARTS | 137 | 7 | 171 | 14 | 1
Nonresidential Equipment Replacement (NRER) | Furnace/Kiln/Oven | FURNACE | REVERBATORY | CARBON REGENERATION | 137 | 7 | 206 | 14 | 1
Nonresidential Equipment Replacement (NRER) | Furnace/Kiln/Oven | FURNACE | REVERBATORY | CARBURIZING | 137 | 7 | 172 | 14 | 1
Nonresidential Equipment Replacement (NRER) | Furnace/Kiln/Oven | FURNACE | REVERBATORY | CARBURIZING/QUENCH | 137 | 7 | 199 | 14 | 1
Nonresidential Equipment Replacement (NRER) | Furnace/Kiln/Oven | FURNACE | REVERBATORY | DEOXIDIZING METAL | 137 | 7 | 202 | 14 | 1
Nonresidential Equipment Replacement (NRER) | Furnace/Kiln/Oven | FURNACE | REVERBATORY | DRAW | 137 | 7 | 198 | 14 | 1
Nonresidential Equipment Replacement (NRER) | Furnace/Kiln/Oven | FURNACE | REVERBATORY | EXPNDNG PERLITE ORE | 137 | 7 | 205 | 14 | 1
Nonresidential Equipment Replacement (NRER) | Furnace/Kiln/Oven | FURNACE | REVERBATORY | EXTRUDING METAL | 137 | 7 | 203 | 14 | 1
Nonresidential Equipment Replacement (NRER) | Furnace/Kiln/Oven | FURNACE | REVERBATORY | FIRING PORCEL. ENML. | 137 | 7 | 173 | 14 | 1
Nonresidential Equipment Replacement (NRER) | Furnace/Kiln/Oven | FURNACE | REVERBATORY | FORMING | 137 | 7 | 201 | 14 | 1
Nonresidential Equipment Replacement (NRER) | Furnace/Kiln/Oven | FURNACE | REVERBATORY | GLASS MELTING | 137 | 7 | 174 | 14 | 1
Nonresidential Equipment Replacement (NRER) | Furnace/Kiln/Oven | FURNACE | REVERBATORY | GLAZING PROCESS | 137 | 7 | 175 | 14 | 1
Nonresidential Equipment Replacement (NRER) | Furnace/Kiln/Oven | FURNACE | REVERBATORY | HARDENING | 137 | 7 | 176 | 14 | 1
Nonresidential Equipment Replacement (NRER) | Furnace/Kiln/Oven | FURNACE | REVERBATORY | HEAT TREATING | 137 | 7 | 179 | 14 | 1
Nonresidential Equipment Replacement (NRER) | Furnace/Kiln/Oven | FURNACE | REVERBATORY | HEATING FOR FORGING | 137 | 7 | 177 | 14 | 1
Nonresidential Equipment Replacement (NRER) | Furnace/Kiln/Oven | FURNACE | REVERBATORY | HEATING FOR ROLLING | 137 | 7 | 178 | 14 | 1
Nonresidential Equipment Replacement (NRER) | Furnace/Kiln/Oven | FURNACE | REVERBATORY | HOLDING MOLTEN METAL | 137 | 7 | 180 | 14 | 1
Nonresidential Equipment Replacement (NRER) | Furnace/Kiln/Oven | FURNACE | REVERBATORY | MELTING ALUM.-BRONZE | 137 | 7 | 184 | 14 | 1
Nonresidential Equipment Replacement (NRER) | Furnace/Kiln/Oven | FURNACE | REVERBATORY | MELTING ALUMINUM | 137 | 7 | 183 | 14 | 1
Nonresidential Equipment Replacement (NRER) | Furnace/Kiln/Oven | FURNACE | REVERBATORY | MELTING BRASS | 137 | 7 | 185 | 14 | 1
Nonresidential Equipment Replacement (NRER) | Furnace/Kiln/Oven | FURNACE | REVERBATORY | MELTING BRONZE | 137 | 7 | 186 | 14 | 1
Nonresidential Equipment Replacement (NRER) | Furnace/Kiln/Oven | FURNACE | REVERBATORY | MELTING FRIT | 137 | 7 | 181 | 14 | 1
Nonresidential Equipment Replacement (NRER) | Furnace/Kiln/Oven | FURNACE | REVERBATORY | MELTING IRON | 137 | 7 | 187 | 14 | 1
Nonresidential Equipment Replacement (NRER) | Furnace/Kiln/Oven | FURNACE | REVERBATORY | MELTING LEAD | 137 | 7 | 188 | 14 | 1
Nonresidential Equipment Replacement (NRER) | Furnace/Kiln/Oven | FURNACE | REVERBATORY | MELTING MAGNESIUM | 137 | 7 | 189 | 14 | 1
Nonresidential Equipment Replacement (NRER) | Furnace/Kiln/Oven | FURNACE | REVERBATORY | MELTING METAL | 137 | 7 | 182 | 14 | 1
Nonresidential Equipment Replacement (NRER) | Furnace/Kiln/Oven | FURNACE | REVERBATORY | MELTING ZINC | 137 | 7 | 190 | 14 | 1
Nonresidential Equipment Replacement (NRER) | Furnace/Kiln/Oven | FURNACE | REVERBATORY | NORMALIZING | 137 | 7 | 195 | 14 | 1
Nonresidential Equipment Replacement (NRER) | Furnace/Kiln/Oven | FURNACE | REVERBATORY | POPPING PERLITE | 137 | 7 | 191 | 14 | 1
Nonresidential Equipment Replacement (NRER) | Furnace/Kiln/Oven | FURNACE | REVERBATORY | PRE-HEATING | 137 | 7 | 192 | 14 | 1
Nonresidential Equipment Replacement (NRER) | Furnace/Kiln/Oven | FURNACE | REVERBATORY | QUENCHING | 137 | 7 | 196 | 14 | 1
Nonresidential Equipment Replacement (NRER) | Furnace/Kiln/Oven | FURNACE | REVERBATORY | SINTERING METAL | 137 | 7 | 193 | 14 | 1
Nonresidential Equipment Replacement (NRER) | Furnace/Kiln/Oven | FURNACE | REVERBATORY | SMELTING SCRAP | 137 | 7 | 194 | 14 | 1
Nonresidential Equipment Replacement (NRER) | Furnace/Kiln/Oven | FURNACE | REVERBATORY | ZINC VAPORIZATION | 137 | 7 | 200 | 14 | 1
Nonresidential Equipment Replacement (NRER) | Furnace/Kiln/Oven | FURNACE | ROLL TOP | ANNEALING | 146 | 7 | 170 | 14 | 1
Nonresidential Equipment Replacement (NRER) | Furnace/Kiln/Oven | FURNACE | ROLL TOP | BRAZING METAL PARTS | 146 | 7 | 171 | 14 | 1
Nonresidential Equipment Replacement (NRER) | Furnace/Kiln/Oven | FURNACE | ROLL TOP | CARBON REGENERATION | 146 | 7 | 206 | 14 | 1
Nonresidential Equipment Replacement (NRER) | Furnace/Kiln/Oven | FURNACE | ROLL TOP | CARBURIZING | 146 | 7 | 172 | 14 | 1
Nonresidential Equipment Replacement (NRER) | Furnace/Kiln/Oven | FURNACE | ROLL TOP | CARBURIZING/QUENCH | 146 | 7 | 199 | 14 | 1
Nonresidential Equipment Replacement (NRER) | Furnace/Kiln/Oven | FURNACE | ROLL TOP | DEOXIDIZING METAL | 146 | 7 | 202 | 14 | 1
Nonresidential Equipment Replacement (NRER) | Furnace/Kiln/Oven | FURNACE | ROLL TOP | DRAW | 146 | 7 | 198 | 14 | 1
Nonresidential Equipment Replacement (NRER) | Furnace/Kiln/Oven | FURNACE | ROLL TOP | EXPNDNG PERLITE ORE | 146 | 7 | 205 | 14 | 1
Nonresidential Equipment Replacement (NRER) | Furnace/Kiln/Oven | FURNACE | ROLL TOP | EXTRUDING METAL | 146 | 7 | 203 | 14 | 1
Nonresidential Equipment Replacement (NRER) | Furnace/Kiln/Oven | FURNACE | ROLL TOP | FIRING PORCEL. ENML. | 146 | 7 | 173 | 14 | 1
Nonresidential Equipment Replacement (NRER) | Furnace/Kiln/Oven | FURNACE | ROLL TOP | FORMING | 146 | 7 | 201 | 14 | 1
Nonresidential Equipment Replacement (NRER) | Furnace/Kiln/Oven | FURNACE | ROLL TOP | GLASS MELTING | 146 | 7 | 174 | 14 | 1
Nonresidential Equipment Replacement (NRER) | Furnace/Kiln/Oven | FURNACE | ROLL TOP | GLAZING PROCESS | 146 | 7 | 175 | 14 | 1
Nonresidential Equipment Replacement (NRER) | Furnace/Kiln/Oven | FURNACE | ROLL TOP | HARDENING | 146 | 7 | 176 | 14 | 1
Nonresidential Equipment Replacement (NRER) | Furnace/Kiln/Oven | FURNACE | ROLL TOP | HEAT TREATING | 146 | 7 | 179 | 14 | 1
Nonresidential Equipment Replacement (NRER) | Furnace/Kiln/Oven | FURNACE | ROLL TOP | HEATING FOR FORGING | 146 | 7 | 177 | 14 | 1
Nonresidential Equipment Replacement (NRER) | Furnace/Kiln/Oven | FURNACE | ROLL TOP | HEATING FOR ROLLING | 146 | 7 | 178 | 14 | 1
Nonresidential Equipment Replacement (NRER) | Furnace/Kiln/Oven | FURNACE | ROLL TOP | HOLDING MOLTEN METAL | 146 | 7 | 180 | 14 | 1
Nonresidential Equipment Replacement (NRER) | Furnace/Kiln/Oven | FURNACE | ROLL TOP | MELTING ALUM.-BRONZE | 146 | 7 | 184 | 14 | 1
Nonresidential Equipment Replacement (NRER) | Furnace/Kiln/Oven | FURNACE | ROLL TOP | MELTING ALUMINUM | 146 | 7 | 183 | 14 | 1
Nonresidential Equipment Replacement (NRER) | Furnace/Kiln/Oven | FURNACE | ROLL TOP | MELTING BRASS | 146 | 7 | 185 | 14 | 1
Nonresidential Equipment Replacement (NRER) | Furnace/Kiln/Oven | FURNACE | ROLL TOP | MELTING BRONZE | 146 | 7 | 186 | 14 | 1
Nonresidential Equipment Replacement (NRER) | Furnace/Kiln/Oven | FURNACE | ROLL TOP | MELTING FRIT | 146 | 7 | 181 | 14 | 1
Nonresidential Equipment Replacement (NRER) | Furnace/Kiln/Oven | FURNACE | ROLL TOP | MELTING IRON | 146 | 7 | 187 | 14 | 1
Nonresidential Equipment Replacement (NRER) | Furnace/Kiln/Oven | FURNACE | ROLL TOP | MELTING LEAD | 146 | 7 | 188 | 14 | 1
Nonresidential Equipment Replacement (NRER) | Furnace/Kiln/Oven | FURNACE | ROLL TOP | MELTING MAGNESIUM | 146 | 7 | 189 | 14 | 1
Nonresidential Equipment Replacement (NRER) | Furnace/Kiln/Oven | FURNACE | ROLL TOP | MELTING METAL | 146 | 7 | 182 | 14 | 1
Nonresidential Equipment Replacement (NRER) | Furnace/Kiln/Oven | FURNACE | ROLL TOP | MELTING ZINC | 146 | 7 | 190 | 14 | 1
Nonresidential Equipment Replacement (NRER) | Furnace/Kiln/Oven | FURNACE | ROLL TOP | NORMALIZING | 146 | 7 | 195 | 14 | 1
Nonresidential Equipment Replacement (NRER) | Furnace/Kiln/Oven | FURNACE | ROLL TOP | POPPING PERLITE | 146 | 7 | 191 | 14 | 1
Nonresidential Equipment Replacement (NRER) | Furnace/Kiln/Oven | FURNACE | ROLL TOP | PRE-HEATING | 146 | 7 | 192 | 14 | 1
Nonresidential Equipment Replacement (NRER) | Furnace/Kiln/Oven | FURNACE | ROLL TOP | QUENCHING | 146 | 7 | 196 | 14 | 1
Nonresidential Equipment Replacement (NRER) | Furnace/Kiln/Oven | FURNACE | ROLL TOP | SINTERING METAL | 146 | 7 | 193 | 14 | 1
Nonresidential Equipment Replacement (NRER) | Furnace/Kiln/Oven | FURNACE | ROLL TOP | SMELTING SCRAP | 146 | 7 | 194 | 14 | 1
Nonresidential Equipment Replacement (NRER) | Furnace/Kiln/Oven | FURNACE | ROLL TOP | ZINC VAPORIZATION | 146 | 7 | 200 | 14 | 1
Nonresidential Equipment Replacement (NRER) | Furnace/Kiln/Oven | FURNACE | ROLLER HEARTH | ANNEALING | 143 | 7 | 170 | 14 | 1
Nonresidential Equipment Replacement (NRER) | Furnace/Kiln/Oven | FURNACE | ROLLER HEARTH | BRAZING METAL PARTS | 143 | 7 | 171 | 14 | 1
Nonresidential Equipment Replacement (NRER) | Furnace/Kiln/Oven | FURNACE | ROLLER HEARTH | CARBON REGENERATION | 143 | 7 | 206 | 14 | 1
Nonresidential Equipment Replacement (NRER) | Furnace/Kiln/Oven | FURNACE | ROLLER HEARTH | CARBURIZING | 143 | 7 | 172 | 14 | 1
Nonresidential Equipment Replacement (NRER) | Furnace/Kiln/Oven | FURNACE | ROLLER HEARTH | CARBURIZING/QUENCH | 143 | 7 | 199 | 14 | 1
Nonresidential Equipment Replacement (NRER) | Furnace/Kiln/Oven | FURNACE | ROLLER HEARTH | DEOXIDIZING METAL | 143 | 7 | 202 | 14 | 1
Nonresidential Equipment Replacement (NRER) | Furnace/Kiln/Oven | FURNACE | ROLLER HEARTH | DRAW | 143 | 7 | 198 | 14 | 1
Nonresidential Equipment Replacement (NRER) | Furnace/Kiln/Oven | FURNACE | ROLLER HEARTH | EXPNDNG PERLITE ORE | 143 | 7 | 205 | 14 | 1
Nonresidential Equipment Replacement (NRER) | Furnace/Kiln/Oven | FURNACE | ROLLER HEARTH | EXTRUDING METAL | 143 | 7 | 203 | 14 | 1
Nonresidential Equipment Replacement (NRER) | Furnace/Kiln/Oven | FURNACE | ROLLER HEARTH | FIRING PORCEL. ENML. | 143 | 7 | 173 | 14 | 1
Nonresidential Equipment Replacement (NRER) | Furnace/Kiln/Oven | FURNACE | ROLLER HEARTH | FORMING | 143 | 7 | 201 | 14 | 1
Nonresidential Equipment Replacement (NRER) | Furnace/Kiln/Oven | FURNACE | ROLLER HEARTH | GLASS MELTING | 143 | 7 | 174 | 14 | 1
Nonresidential Equipment Replacement (NRER) | Furnace/Kiln/Oven | FURNACE | ROLLER HEARTH | GLAZING PROCESS | 143 | 7 | 175 | 14 | 1
Nonresidential Equipment Replacement (NRER) | Furnace/Kiln/Oven | FURNACE | ROLLER HEARTH | HARDENING | 143 | 7 | 176 | 14 | 1
Nonresidential Equipment Replacement (NRER) | Furnace/Kiln/Oven | FURNACE | ROLLER HEARTH | HEAT TREATING | 143 | 7 | 179 | 14 | 1
Nonresidential Equipment Replacement (NRER) | Furnace/Kiln/Oven | FURNACE | ROLLER HEARTH | HEATING FOR FORGING | 143 | 7 | 177 | 14 | 1
Nonresidential Equipment Replacement (NRER) | Furnace/Kiln/Oven | FURNACE | ROLLER HEARTH | HEATING FOR ROLLING | 143 | 7 | 178 | 14 | 1
Nonresidential Equipment Replacement (NRER) | Furnace/Kiln/Oven | FURNACE | ROLLER HEARTH | HOLDING MOLTEN METAL | 143 | 7 | 180 | 14 | 1
Nonresidential Equipment Replacement (NRER) | Furnace/Kiln/Oven | FURNACE | ROLLER HEARTH | MELTING ALUM.-BRONZE | 143 | 7 | 184 | 14 | 1
Nonresidential Equipment Replacement (NRER) | Furnace/Kiln/Oven | FURNACE | ROLLER HEARTH | MELTING ALUMINUM | 143 | 7 | 183 | 14 | 1
Nonresidential Equipment Replacement (NRER) | Furnace/Kiln/Oven | FURNACE | ROLLER HEARTH | MELTING BRASS | 143 | 7 | 185 | 14 | 1
Nonresidential Equipment Replacement (NRER) | Furnace/Kiln/Oven | FURNACE | ROLLER HEARTH | MELTING BRONZE | 143 | 7 | 186 | 14 | 1
Nonresidential Equipment Replacement (NRER) | Furnace/Kiln/Oven | FURNACE | ROLLER HEARTH | MELTING FRIT | 143 | 7 | 181 | 14 | 1
Nonresidential Equipment Replacement (NRER) | Furnace/Kiln/Oven | FURNACE | ROLLER HEARTH | MELTING IRON | 143 | 7 | 187 | 14 | 1
Nonresidential Equipment Replacement (NRER) | Furnace/Kiln/Oven | FURNACE | ROLLER HEARTH | MELTING LEAD | 143 | 7 | 188 | 14 | 1
Nonresidential Equipment Replacement (NRER) | Furnace/Kiln/Oven | FURNACE | ROLLER HEARTH | MELTING MAGNESIUM | 143 | 7 | 189 | 14 | 1
Nonresidential Equipment Replacement (NRER) | Furnace/Kiln/Oven | FURNACE | ROLLER HEARTH | MELTING METAL | 143 | 7 | 182 | 14 | 1
Nonresidential Equipment Replacement (NRER) | Furnace/Kiln/Oven | FURNACE | ROLLER HEARTH | MELTING ZINC | 143 | 7 | 190 | 14 | 1
Nonresidential Equipment Replacement (NRER) | Furnace/Kiln/Oven | FURNACE | ROLLER HEARTH | NORMALIZING | 143 | 7 | 195 | 14 | 1
Nonresidential Equipment Replacement (NRER) | Furnace/Kiln/Oven | FURNACE | ROLLER HEARTH | POPPING PERLITE | 143 | 7 | 191 | 14 | 1
Nonresidential Equipment Replacement (NRER) | Furnace/Kiln/Oven | FURNACE | ROLLER HEARTH | PRE-HEATING | 143 | 7 | 192 | 14 | 1
Nonresidential Equipment Replacement (NRER) | Furnace/Kiln/Oven | FURNACE | ROLLER HEARTH | QUENCHING | 143 | 7 | 196 | 14 | 1
Nonresidential Equipment Replacement (NRER) | Furnace/Kiln/Oven | FURNACE | ROLLER HEARTH | SINTERING METAL | 143 | 7 | 193 | 14 | 1
Nonresidential Equipment Replacement (NRER) | Furnace/Kiln/Oven | FURNACE | ROLLER HEARTH | SMELTING SCRAP | 143 | 7 | 194 | 14 | 1
Nonresidential Equipment Replacement (NRER) | Furnace/Kiln/Oven | FURNACE | ROLLER HEARTH | ZINC VAPORIZATION | 143 | 7 | 200 | 14 | 1
Nonresidential Equipment Replacement (NRER) | Furnace/Kiln/Oven | FURNACE | ROTARY | ANNEALING | 79 | 7 | 170 | 14 | 1
Nonresidential Equipment Replacement (NRER) | Furnace/Kiln/Oven | FURNACE | ROTARY | BRAZING METAL PARTS | 79 | 7 | 171 | 14 | 1
Nonresidential Equipment Replacement (NRER) | Furnace/Kiln/Oven | FURNACE | ROTARY | CARBON REGENERATION | 79 | 7 | 206 | 14 | 1
Nonresidential Equipment Replacement (NRER) | Furnace/Kiln/Oven | FURNACE | ROTARY | CARBURIZING | 79 | 7 | 172 | 14 | 1
Nonresidential Equipment Replacement (NRER) | Furnace/Kiln/Oven | FURNACE | ROTARY | CARBURIZING/QUENCH | 79 | 7 | 199 | 14 | 1
Nonresidential Equipment Replacement (NRER) | Furnace/Kiln/Oven | FURNACE | ROTARY | DEOXIDIZING METAL | 79 | 7 | 202 | 14 | 1
Nonresidential Equipment Replacement (NRER) | Furnace/Kiln/Oven | FURNACE | ROTARY | DRAW | 79 | 7 | 198 | 14 | 1
Nonresidential Equipment Replacement (NRER) | Furnace/Kiln/Oven | FURNACE | ROTARY | EXPNDNG PERLITE ORE | 79 | 7 | 205 | 14 | 1
Nonresidential Equipment Replacement (NRER) | Furnace/Kiln/Oven | FURNACE | ROTARY | EXTRUDING METAL | 79 | 7 | 203 | 14 | 1
Nonresidential Equipment Replacement (NRER) | Furnace/Kiln/Oven | FURNACE | ROTARY | FIRING PORCEL. ENML. | 79 | 7 | 173 | 14 | 1
Nonresidential Equipment Replacement (NRER) | Furnace/Kiln/Oven | FURNACE | ROTARY | FORMING | 79 | 7 | 201 | 14 | 1
Nonresidential Equipment Replacement (NRER) | Furnace/Kiln/Oven | FURNACE | ROTARY | GLASS MELTING | 79 | 7 | 174 | 14 | 1
Nonresidential Equipment Replacement (NRER) | Furnace/Kiln/Oven | FURNACE | ROTARY | GLAZING PROCESS | 79 | 7 | 175 | 14 | 1
Nonresidential Equipment Replacement (NRER) | Furnace/Kiln/Oven | FURNACE | ROTARY | HARDENING | 79 | 7 | 176 | 14 | 1
Nonresidential Equipment Replacement (NRER) | Furnace/Kiln/Oven | FURNACE | ROTARY | HEAT TREATING | 79 | 7 | 179 | 14 | 1
Nonresidential Equipment Replacement (NRER) | Furnace/Kiln/Oven | FURNACE | ROTARY | HEATING FOR FORGING | 79 | 7 | 177 | 14 | 1
Nonresidential Equipment Replacement (NRER) | Furnace/Kiln/Oven | FURNACE | ROTARY | HEATING FOR ROLLING | 79 | 7 | 178 | 14 | 1
Nonresidential Equipment Replacement (NRER) | Furnace/Kiln/Oven | FURNACE | ROTARY | HOLDING MOLTEN METAL | 79 | 7 | 180 | 14 | 1
Nonresidential Equipment Replacement (NRER) | Furnace/Kiln/Oven | FURNACE | ROTARY | MELTING ALUM.-BRONZE | 79 | 7 | 184 | 14 | 1
Nonresidential Equipment Replacement (NRER) | Furnace/Kiln/Oven | FURNACE | ROTARY | MELTING ALUMINUM | 79 | 7 | 183 | 14 | 1
Nonresidential Equipment Replacement (NRER) | Furnace/Kiln/Oven | FURNACE | ROTARY | MELTING BRASS | 79 | 7 | 185 | 14 | 1
Nonresidential Equipment Replacement (NRER) | Furnace/Kiln/Oven | FURNACE | ROTARY | MELTING BRONZE | 79 | 7 | 186 | 14 | 1
Nonresidential Equipment Replacement (NRER) | Furnace/Kiln/Oven | FURNACE | ROTARY | MELTING FRIT | 79 | 7 | 181 | 14 | 1
Nonresidential Equipment Replacement (NRER) | Furnace/Kiln/Oven | FURNACE | ROTARY | MELTING IRON | 79 | 7 | 187 | 14 | 1
Nonresidential Equipment Replacement (NRER) | Furnace/Kiln/Oven | FURNACE | ROTARY | MELTING LEAD | 79 | 7 | 188 | 14 | 1
Nonresidential Equipment Replacement (NRER) | Furnace/Kiln/Oven | FURNACE | ROTARY | MELTING MAGNESIUM | 79 | 7 | 189 | 14 | 1
Nonresidential Equipment Replacement (NRER) | Furnace/Kiln/Oven | FURNACE | ROTARY | MELTING METAL | 79 | 7 | 182 | 14 | 1
Nonresidential Equipment Replacement (NRER) | Furnace/Kiln/Oven | FURNACE | ROTARY | MELTING ZINC | 79 | 7 | 190 | 14 | 1
Nonresidential Equipment Replacement (NRER) | Furnace/Kiln/Oven | FURNACE | ROTARY | NORMALIZING | 79 | 7 | 195 | 14 | 1
Nonresidential Equipment Replacement (NRER) | Furnace/Kiln/Oven | FURNACE | ROTARY | POPPING PERLITE | 79 | 7 | 191 | 14 | 1
Nonresidential Equipment Replacement (NRER) | Furnace/Kiln/Oven | FURNACE | ROTARY | PRE-HEATING | 79 | 7 | 192 | 14 | 1
Nonresidential Equipment Replacement (NRER) | Furnace/Kiln/Oven | FURNACE | ROTARY | QUENCHING | 79 | 7 | 196 | 14 | 1
Nonresidential Equipment Replacement (NRER) | Furnace/Kiln/Oven | FURNACE | ROTARY | SINTERING METAL | 79 | 7 | 193 | 14 | 1
Nonresidential Equipment Replacement (NRER) | Furnace/Kiln/Oven | FURNACE | ROTARY | SMELTING SCRAP | 79 | 7 | 194 | 14 | 1
Nonresidential Equipment Replacement (NRER) | Furnace/Kiln/Oven | FURNACE | ROTARY | ZINC VAPORIZATION | 79 | 7 | 200 | 14 | 1
Nonresidential Equipment Replacement (NRER) | Furnace/Kiln/Oven | FURNACE | SALT POT | ANNEALING | 138 | 7 | 170 | 14 | 1
Nonresidential Equipment Replacement (NRER) | Furnace/Kiln/Oven | FURNACE | SALT POT | BRAZING METAL PARTS | 138 | 7 | 171 | 14 | 1
Nonresidential Equipment Replacement (NRER) | Furnace/Kiln/Oven | FURNACE | SALT POT | CARBON REGENERATION | 138 | 7 | 206 | 14 | 1
Nonresidential Equipment Replacement (NRER) | Furnace/Kiln/Oven | FURNACE | SALT POT | CARBURIZING | 138 | 7 | 172 | 14 | 1
Nonresidential Equipment Replacement (NRER) | Furnace/Kiln/Oven | FURNACE | SALT POT | CARBURIZING/QUENCH | 138 | 7 | 199 | 14 | 1
Nonresidential Equipment Replacement (NRER) | Furnace/Kiln/Oven | FURNACE | SALT POT | DEOXIDIZING METAL | 138 | 7 | 202 | 14 | 1
Nonresidential Equipment Replacement (NRER) | Furnace/Kiln/Oven | FURNACE | SALT POT | DRAW | 138 | 7 | 198 | 14 | 1
Nonresidential Equipment Replacement (NRER) | Furnace/Kiln/Oven | FURNACE | SALT POT | EXPNDNG PERLITE ORE | 138 | 7 | 205 | 14 | 1
Nonresidential Equipment Replacement (NRER) | Furnace/Kiln/Oven | FURNACE | SALT POT | EXTRUDING METAL | 138 | 7 | 203 | 14 | 1
Nonresidential Equipment Replacement (NRER) | Furnace/Kiln/Oven | FURNACE | SALT POT | FIRING PORCEL. ENML. | 138 | 7 | 173 | 14 | 1
Nonresidential Equipment Replacement (NRER) | Furnace/Kiln/Oven | FURNACE | SALT POT | FORMING | 138 | 7 | 201 | 14 | 1
Nonresidential Equipment Replacement (NRER) | Furnace/Kiln/Oven | FURNACE | SALT POT | GLASS MELTING | 138 | 7 | 174 | 14 | 1
Nonresidential Equipment Replacement (NRER) | Furnace/Kiln/Oven | FURNACE | SALT POT | GLAZING PROCESS | 138 | 7 | 175 | 14 | 1
Nonresidential Equipment Replacement (NRER) | Furnace/Kiln/Oven | FURNACE | SALT POT | HARDENING | 138 | 7 | 176 | 14 | 1
Nonresidential Equipment Replacement (NRER) | Furnace/Kiln/Oven | FURNACE | SALT POT | HEAT TREATING | 138 | 7 | 179 | 14 | 1
Nonresidential Equipment Replacement (NRER) | Furnace/Kiln/Oven | FURNACE | SALT POT | HEATING FOR FORGING | 138 | 7 | 177 | 14 | 1
Nonresidential Equipment Replacement (NRER) | Furnace/Kiln/Oven | FURNACE | SALT POT | HEATING FOR ROLLING | 138 | 7 | 178 | 14 | 1
Nonresidential Equipment Replacement (NRER) | Furnace/Kiln/Oven | FURNACE | SALT POT | HOLDING MOLTEN METAL | 138 | 7 | 180 | 14 | 1
Nonresidential Equipment Replacement (NRER) | Furnace/Kiln/Oven | FURNACE | SALT POT | MELTING ALUM.-BRONZE | 138 | 7 | 184 | 14 | 1
Nonresidential Equipment Replacement (NRER) | Furnace/Kiln/Oven | FURNACE | SALT POT | MELTING ALUMINUM | 138 | 7 | 183 | 14 | 1
Nonresidential Equipment Replacement (NRER) | Furnace/Kiln/Oven | FURNACE | SALT POT | MELTING BRASS | 138 | 7 | 185 | 14 | 1
Nonresidential Equipment Replacement (NRER) | Furnace/Kiln/Oven | FURNACE | SALT POT | MELTING BRONZE | 138 | 7 | 186 | 14 | 1
Nonresidential Equipment Replacement (NRER) | Furnace/Kiln/Oven | FURNACE | SALT POT | MELTING FRIT | 138 | 7 | 181 | 14 | 1
Nonresidential Equipment Replacement (NRER) | Furnace/Kiln/Oven | FURNACE | SALT POT | MELTING IRON | 138 | 7 | 187 | 14 | 1
Nonresidential Equipment Replacement (NRER) | Furnace/Kiln/Oven | FURNACE | SALT POT | MELTING LEAD | 138 | 7 | 188 | 14 | 1
Nonresidential Equipment Replacement (NRER) | Furnace/Kiln/Oven | FURNACE | SALT POT | MELTING MAGNESIUM | 138 | 7 | 189 | 14 | 1
Nonresidential Equipment Replacement (NRER) | Furnace/Kiln/Oven | FURNACE | SALT POT | MELTING METAL | 138 | 7 | 182 | 14 | 1
Nonresidential Equipment Replacement (NRER) | Furnace/Kiln/Oven | FURNACE | SALT POT | MELTING ZINC | 138 | 7 | 190 | 14 | 1
Nonresidential Equipment Replacement (NRER) | Furnace/Kiln/Oven | FURNACE | SALT POT | NORMALIZING | 138 | 7 | 195 | 14 | 1
Nonresidential Equipment Replacement (NRER) | Furnace/Kiln/Oven | FURNACE | SALT POT | POPPING PERLITE | 138 | 7 | 191 | 14 | 1
Nonresidential Equipment Replacement (NRER) | Furnace/Kiln/Oven | FURNACE | SALT POT | PRE-HEATING | 138 | 7 | 192 | 14 | 1
Nonresidential Equipment Replacement (NRER) | Furnace/Kiln/Oven | FURNACE | SALT POT | QUENCHING | 138 | 7 | 196 | 14 | 1
Nonresidential Equipment Replacement (NRER) | Furnace/Kiln/Oven | FURNACE | SALT POT | SINTERING METAL | 138 | 7 | 193 | 14 | 1
Nonresidential Equipment Replacement (NRER) | Furnace/Kiln/Oven | FURNACE | SALT POT | SMELTING SCRAP | 138 | 7 | 194 | 14 | 1
Nonresidential Equipment Replacement (NRER) | Furnace/Kiln/Oven | FURNACE | SALT POT | ZINC VAPORIZATION | 138 | 7 | 200 | 14 | 1
Nonresidential Equipment Replacement (NRER) | Furnace/Kiln/Oven | FURNACE | SLUDGE | ANNEALING | 145 | 7 | 170 | 14 | 1
Nonresidential Equipment Replacement (NRER) | Furnace/Kiln/Oven | FURNACE | SLUDGE | BRAZING METAL PARTS | 145 | 7 | 171 | 14 | 1
Nonresidential Equipment Replacement (NRER) | Furnace/Kiln/Oven | FURNACE | SLUDGE | CARBON REGENERATION | 145 | 7 | 206 | 14 | 1
Nonresidential Equipment Replacement (NRER) | Furnace/Kiln/Oven | FURNACE | SLUDGE | CARBURIZING | 145 | 7 | 172 | 14 | 1
Nonresidential Equipment Replacement (NRER) | Furnace/Kiln/Oven | FURNACE | SLUDGE | CARBURIZING/QUENCH | 145 | 7 | 199 | 14 | 1
Nonresidential Equipment Replacement (NRER) | Furnace/Kiln/Oven | FURNACE | SLUDGE | DEOXIDIZING METAL | 145 | 7 | 202 | 14 | 1
Nonresidential Equipment Replacement (NRER) | Furnace/Kiln/Oven | FURNACE | SLUDGE | DRAW | 145 | 7 | 198 | 14 | 1
Nonresidential Equipment Replacement (NRER) | Furnace/Kiln/Oven | FURNACE | SLUDGE | EXPNDNG PERLITE ORE | 145 | 7 | 205 | 14 | 1
Nonresidential Equipment Replacement (NRER) | Furnace/Kiln/Oven | FURNACE | SLUDGE | EXTRUDING METAL | 145 | 7 | 203 | 14 | 1
Nonresidential Equipment Replacement (NRER) | Furnace/Kiln/Oven | FURNACE | SLUDGE | FIRING PORCEL. ENML. | 145 | 7 | 173 | 14 | 1
Nonresidential Equipment Replacement (NRER) | Furnace/Kiln/Oven | FURNACE | SLUDGE | FORMING | 145 | 7 | 201 | 14 | 1
Nonresidential Equipment Replacement (NRER) | Furnace/Kiln/Oven | FURNACE | SLUDGE | GLASS MELTING | 145 | 7 | 174 | 14 | 1
Nonresidential Equipment Replacement (NRER) | Furnace/Kiln/Oven | FURNACE | SLUDGE | GLAZING PROCESS | 145 | 7 | 175 | 14 | 1
Nonresidential Equipment Replacement (NRER) | Furnace/Kiln/Oven | FURNACE | SLUDGE | HARDENING | 145 | 7 | 176 | 14 | 1
Nonresidential Equipment Replacement (NRER) | Furnace/Kiln/Oven | FURNACE | SLUDGE | HEAT TREATING | 145 | 7 | 179 | 14 | 1
Nonresidential Equipment Replacement (NRER) | Furnace/Kiln/Oven | FURNACE | SLUDGE | HEATING FOR FORGING | 145 | 7 | 177 | 14 | 1
Nonresidential Equipment Replacement (NRER) | Furnace/Kiln/Oven | FURNACE | SLUDGE | HEATING FOR ROLLING | 145 | 7 | 178 | 14 | 1
Nonresidential Equipment Replacement (NRER) | Furnace/Kiln/Oven | FURNACE | SLUDGE | HOLDING MOLTEN METAL | 145 | 7 | 180 | 14 | 1
Nonresidential Equipment Replacement (NRER) | Furnace/Kiln/Oven | FURNACE | SLUDGE | MELTING ALUM.-BRONZE | 145 | 7 | 184 | 14 | 1
Nonresidential Equipment Replacement (NRER) | Furnace/Kiln/Oven | FURNACE | SLUDGE | MELTING ALUMINUM | 145 | 7 | 183 | 14 | 1
Nonresidential Equipment Replacement (NRER) | Furnace/Kiln/Oven | FURNACE | SLUDGE | MELTING BRASS | 145 | 7 | 185 | 14 | 1
Nonresidential Equipment Replacement (NRER) | Furnace/Kiln/Oven | FURNACE | SLUDGE | MELTING BRONZE | 145 | 7 | 186 | 14 | 1
Nonresidential Equipment Replacement (NRER) | Furnace/Kiln/Oven | FURNACE | SLUDGE | MELTING FRIT | 145 | 7 | 181 | 14 | 1
Nonresidential Equipment Replacement (NRER) | Furnace/Kiln/Oven | FURNACE | SLUDGE | MELTING IRON | 145 | 7 | 187 | 14 | 1
Nonresidential Equipment Replacement (NRER) | Furnace/Kiln/Oven | FURNACE | SLUDGE | MELTING LEAD | 145 | 7 | 188 | 14 | 1
Nonresidential Equipment Replacement (NRER) | Furnace/Kiln/Oven | FURNACE | SLUDGE | MELTING MAGNESIUM | 145 | 7 | 189 | 14 | 1
Nonresidential Equipment Replacement (NRER) | Furnace/Kiln/Oven | FURNACE | SLUDGE | MELTING METAL | 145 | 7 | 182 | 14 | 1
Nonresidential Equipment Replacement (NRER) | Furnace/Kiln/Oven | FURNACE | SLUDGE | MELTING ZINC | 145 | 7 | 190 | 14 | 1
Nonresidential Equipment Replacement (NRER) | Furnace/Kiln/Oven | FURNACE | SLUDGE | NORMALIZING | 145 | 7 | 195 | 14 | 1
Nonresidential Equipment Replacement (NRER) | Furnace/Kiln/Oven | FURNACE | SLUDGE | POPPING PERLITE | 145 | 7 | 191 | 14 | 1
Nonresidential Equipment Replacement (NRER) | Furnace/Kiln/Oven | FURNACE | SLUDGE | PRE-HEATING | 145 | 7 | 192 | 14 | 1
Nonresidential Equipment Replacement (NRER) | Furnace/Kiln/Oven | FURNACE | SLUDGE | QUENCHING | 145 | 7 | 196 | 14 | 1
Nonresidential Equipment Replacement (NRER) | Furnace/Kiln/Oven | FURNACE | SLUDGE | SINTERING METAL | 145 | 7 | 193 | 14 | 1
Nonresidential Equipment Replacement (NRER) | Furnace/Kiln/Oven | FURNACE | SLUDGE | SMELTING SCRAP | 145 | 7 | 194 | 14 | 1
Nonresidential Equipment Replacement (NRER) | Furnace/Kiln/Oven | FURNACE | SLUDGE | ZINC VAPORIZATION | 145 | 7 | 200 | 14 | 1
Nonresidential Equipment Replacement (NRER) | Furnace/Kiln/Oven | FURNACE | SOAKING PIT | ANNEALING | 139 | 7 | 170 | 14 | 1
Nonresidential Equipment Replacement (NRER) | Furnace/Kiln/Oven | FURNACE | SOAKING PIT | BRAZING METAL PARTS | 139 | 7 | 171 | 14 | 1
Nonresidential Equipment Replacement (NRER) | Furnace/Kiln/Oven | FURNACE | SOAKING PIT | CARBON REGENERATION | 139 | 7 | 206 | 14 | 1
Nonresidential Equipment Replacement (NRER) | Furnace/Kiln/Oven | FURNACE | SOAKING PIT | CARBURIZING | 139 | 7 | 172 | 14 | 1
Nonresidential Equipment Replacement (NRER) | Furnace/Kiln/Oven | FURNACE | SOAKING PIT | CARBURIZING/QUENCH | 139 | 7 | 199 | 14 | 1
Nonresidential Equipment Replacement (NRER) | Furnace/Kiln/Oven | FURNACE | SOAKING PIT | DEOXIDIZING METAL | 139 | 7 | 202 | 14 | 1
Nonresidential Equipment Replacement (NRER) | Furnace/Kiln/Oven | FURNACE | SOAKING PIT | DRAW | 139 | 7 | 198 | 14 | 1
Nonresidential Equipment Replacement (NRER) | Furnace/Kiln/Oven | FURNACE | SOAKING PIT | EXPNDNG PERLITE ORE | 139 | 7 | 205 | 14 | 1
Nonresidential Equipment Replacement (NRER) | Furnace/Kiln/Oven | FURNACE | SOAKING PIT | EXTRUDING METAL | 139 | 7 | 203 | 14 | 1
Nonresidential Equipment Replacement (NRER) | Furnace/Kiln/Oven | FURNACE | SOAKING PIT | FIRING PORCEL. ENML. | 139 | 7 | 173 | 14 | 1
Nonresidential Equipment Replacement (NRER) | Furnace/Kiln/Oven | FURNACE | SOAKING PIT | FORMING | 139 | 7 | 201 | 14 | 1
Nonresidential Equipment Replacement (NRER) | Furnace/Kiln/Oven | FURNACE | SOAKING PIT | GLASS MELTING | 139 | 7 | 174 | 14 | 1
Nonresidential Equipment Replacement (NRER) | Furnace/Kiln/Oven | FURNACE | SOAKING PIT | GLAZING PROCESS | 139 | 7 | 175 | 14 | 1
Nonresidential Equipment Replacement (NRER) | Furnace/Kiln/Oven | FURNACE | SOAKING PIT | HARDENING | 139 | 7 | 176 | 14 | 1
Nonresidential Equipment Replacement (NRER) | Furnace/Kiln/Oven | FURNACE | SOAKING PIT | HEAT TREATING | 139 | 7 | 179 | 14 | 1
Nonresidential Equipment Replacement (NRER) | Furnace/Kiln/Oven | FURNACE | SOAKING PIT | HEATING FOR FORGING | 139 | 7 | 177 | 14 | 1
Nonresidential Equipment Replacement (NRER) | Furnace/Kiln/Oven | FURNACE | SOAKING PIT | HEATING FOR ROLLING | 139 | 7 | 178 | 14 | 1
Nonresidential Equipment Replacement (NRER) | Furnace/Kiln/Oven | FURNACE | SOAKING PIT | HOLDING MOLTEN METAL | 139 | 7 | 180 | 14 | 1
Nonresidential Equipment Replacement (NRER) | Furnace/Kiln/Oven | FURNACE | SOAKING PIT | MELTING ALUM.-BRONZE | 139 | 7 | 184 | 14 | 1
Nonresidential Equipment Replacement (NRER) | Furnace/Kiln/Oven | FURNACE | SOAKING PIT | MELTING ALUMINUM | 139 | 7 | 183 | 14 | 1
Nonresidential Equipment Replacement (NRER) | Furnace/Kiln/Oven | FURNACE | SOAKING PIT | MELTING BRASS | 139 | 7 | 185 | 14 | 1
Nonresidential Equipment Replacement (NRER) | Furnace/Kiln/Oven | FURNACE | SOAKING PIT | MELTING BRONZE | 139 | 7 | 186 | 14 | 1
Nonresidential Equipment Replacement (NRER) | Furnace/Kiln/Oven | FURNACE | SOAKING PIT | MELTING FRIT | 139 | 7 | 181 | 14 | 1
Nonresidential Equipment Replacement (NRER) | Furnace/Kiln/Oven | FURNACE | SOAKING PIT | MELTING IRON | 139 | 7 | 187 | 14 | 1
Nonresidential Equipment Replacement (NRER) | Furnace/Kiln/Oven | FURNACE | SOAKING PIT | MELTING LEAD | 139 | 7 | 188 | 14 | 1
Nonresidential Equipment Replacement (NRER) | Furnace/Kiln/Oven | FURNACE | SOAKING PIT | MELTING MAGNESIUM | 139 | 7 | 189 | 14 | 1
Nonresidential Equipment Replacement (NRER) | Furnace/Kiln/Oven | FURNACE | SOAKING PIT | MELTING METAL | 139 | 7 | 182 | 14 | 1
Nonresidential Equipment Replacement (NRER) | Furnace/Kiln/Oven | FURNACE | SOAKING PIT | MELTING ZINC | 139 | 7 | 190 | 14 | 1
Nonresidential Equipment Replacement (NRER) | Furnace/Kiln/Oven | FURNACE | SOAKING PIT | NORMALIZING | 139 | 7 | 195 | 14 | 1
Nonresidential Equipment Replacement (NRER) | Furnace/Kiln/Oven | FURNACE | SOAKING PIT | POPPING PERLITE | 139 | 7 | 191 | 14 | 1
Nonresidential Equipment Replacement (NRER) | Furnace/Kiln/Oven | FURNACE | SOAKING PIT | PRE-HEATING | 139 | 7 | 192 | 14 | 1
Nonresidential Equipment Replacement (NRER) | Furnace/Kiln/Oven | FURNACE | SOAKING PIT | QUENCHING | 139 | 7 | 196 | 14 | 1
Nonresidential Equipment Replacement (NRER) | Furnace/Kiln/Oven | FURNACE | SOAKING PIT | SINTERING METAL | 139 | 7 | 193 | 14 | 1
Nonresidential Equipment Replacement (NRER) | Furnace/Kiln/Oven | FURNACE | SOAKING PIT | SMELTING SCRAP | 139 | 7 | 194 | 14 | 1
Nonresidential Equipment Replacement (NRER) | Furnace/Kiln/Oven | FURNACE | SOAKING PIT | ZINC VAPORIZATION | 139 | 7 | 200 | 14 | 1
Nonresidential Equipment Replacement (NRER) | Furnace/Kiln/Oven | FURNACE | SWEAT | ANNEALING | 140 | 7 | 170 | 14 | 1
Nonresidential Equipment Replacement (NRER) | Furnace/Kiln/Oven | FURNACE | SWEAT | BRAZING METAL PARTS | 140 | 7 | 171 | 14 | 1
Nonresidential Equipment Replacement (NRER) | Furnace/Kiln/Oven | FURNACE | SWEAT | CARBON REGENERATION | 140 | 7 | 206 | 14 | 1
Nonresidential Equipment Replacement (NRER) | Furnace/Kiln/Oven | FURNACE | SWEAT | CARBURIZING | 140 | 7 | 172 | 14 | 1
Nonresidential Equipment Replacement (NRER) | Furnace/Kiln/Oven | FURNACE | SWEAT | CARBURIZING/QUENCH | 140 | 7 | 199 | 14 | 1
Nonresidential Equipment Replacement (NRER) | Furnace/Kiln/Oven | FURNACE | SWEAT | DEOXIDIZING METAL | 140 | 7 | 202 | 14 | 1
Nonresidential Equipment Replacement (NRER) | Furnace/Kiln/Oven | FURNACE | SWEAT | DRAW | 140 | 7 | 198 | 14 | 1
Nonresidential Equipment Replacement (NRER) | Furnace/Kiln/Oven | FURNACE | SWEAT | EXPNDNG PERLITE ORE | 140 | 7 | 205 | 14 | 1
Nonresidential Equipment Replacement (NRER) | Furnace/Kiln/Oven | FURNACE | SWEAT | EXTRUDING METAL | 140 | 7 | 203 | 14 | 1
Nonresidential Equipment Replacement (NRER) | Furnace/Kiln/Oven | FURNACE | SWEAT | FIRING PORCEL. ENML. | 140 | 7 | 173 | 14 | 1
Nonresidential Equipment Replacement (NRER) | Furnace/Kiln/Oven | FURNACE | SWEAT | FORMING | 140 | 7 | 201 | 14 | 1
Nonresidential Equipment Replacement (NRER) | Furnace/Kiln/Oven | FURNACE | SWEAT | GLASS MELTING | 140 | 7 | 174 | 14 | 1
Nonresidential Equipment Replacement (NRER) | Furnace/Kiln/Oven | FURNACE | SWEAT | GLAZING PROCESS | 140 | 7 | 175 | 14 | 1
Nonresidential Equipment Replacement (NRER) | Furnace/Kiln/Oven | FURNACE | SWEAT | HARDENING | 140 | 7 | 176 | 14 | 1
Nonresidential Equipment Replacement (NRER) | Furnace/Kiln/Oven | FURNACE | SWEAT | HEAT TREATING | 140 | 7 | 179 | 14 | 1
Nonresidential Equipment Replacement (NRER) | Furnace/Kiln/Oven | FURNACE | SWEAT | HEATING FOR FORGING | 140 | 7 | 177 | 14 | 1
Nonresidential Equipment Replacement (NRER) | Furnace/Kiln/Oven | FURNACE | SWEAT | HEATING FOR ROLLING | 140 | 7 | 178 | 14 | 1
Nonresidential Equipment Replacement (NRER) | Furnace/Kiln/Oven | FURNACE | SWEAT | HOLDING MOLTEN METAL | 140 | 7 | 180 | 14 | 1
Nonresidential Equipment Replacement (NRER) | Furnace/Kiln/Oven | FURNACE | SWEAT | MELTING ALUM.-BRONZE | 140 | 7 | 184 | 14 | 1
Nonresidential Equipment Replacement (NRER) | Furnace/Kiln/Oven | FURNACE | SWEAT | MELTING ALUMINUM | 140 | 7 | 183 | 14 | 1
Nonresidential Equipment Replacement (NRER) | Furnace/Kiln/Oven | FURNACE | SWEAT | MELTING BRASS | 140 | 7 | 185 | 14 | 1
Nonresidential Equipment Replacement (NRER) | Furnace/Kiln/Oven | FURNACE | SWEAT | MELTING BRONZE | 140 | 7 | 186 | 14 | 1
Nonresidential Equipment Replacement (NRER) | Furnace/Kiln/Oven | FURNACE | SWEAT | MELTING FRIT | 140 | 7 | 181 | 14 | 1
Nonresidential Equipment Replacement (NRER) | Furnace/Kiln/Oven | FURNACE | SWEAT | MELTING IRON | 140 | 7 | 187 | 14 | 1
Nonresidential Equipment Replacement (NRER) | Furnace/Kiln/Oven | FURNACE | SWEAT | MELTING LEAD | 140 | 7 | 188 | 14 | 1
Nonresidential Equipment Replacement (NRER) | Furnace/Kiln/Oven | FURNACE | SWEAT | MELTING MAGNESIUM | 140 | 7 | 189 | 14 | 1
Nonresidential Equipment Replacement (NRER) | Furnace/Kiln/Oven | FURNACE | SWEAT | MELTING METAL | 140 | 7 | 182 | 14 | 1
Nonresidential Equipment Replacement (NRER) | Furnace/Kiln/Oven | FURNACE | SWEAT | MELTING ZINC | 140 | 7 | 190 | 14 | 1
Nonresidential Equipment Replacement (NRER) | Furnace/Kiln/Oven | FURNACE | SWEAT | NORMALIZING | 140 | 7 | 195 | 14 | 1
Nonresidential Equipment Replacement (NRER) | Furnace/Kiln/Oven | FURNACE | SWEAT | POPPING PERLITE | 140 | 7 | 191 | 14 | 1
Nonresidential Equipment Replacement (NRER) | Furnace/Kiln/Oven | FURNACE | SWEAT | PRE-HEATING | 140 | 7 | 192 | 14 | 1
Nonresidential Equipment Replacement (NRER) | Furnace/Kiln/Oven | FURNACE | SWEAT | QUENCHING | 140 | 7 | 196 | 14 | 1
Nonresidential Equipment Replacement (NRER) | Furnace/Kiln/Oven | FURNACE | SWEAT | SINTERING METAL | 140 | 7 | 193 | 14 | 1
Nonresidential Equipment Replacement (NRER) | Furnace/Kiln/Oven | FURNACE | SWEAT | SMELTING SCRAP | 140 | 7 | 194 | 14 | 1
Nonresidential Equipment Replacement (NRER) | Furnace/Kiln/Oven | FURNACE | SWEAT | ZINC VAPORIZATION | 140 | 7 | 200 | 14 | 1
Nonresidential Equipment Replacement (NRER) | Furnace/Kiln/Oven | FURNACE | WALKING BEAM | ANNEALING | 141 | 7 | 170 | 14 | 1
Nonresidential Equipment Replacement (NRER) | Furnace/Kiln/Oven | FURNACE | WALKING BEAM | BRAZING METAL PARTS | 141 | 7 | 171 | 14 | 1
Nonresidential Equipment Replacement (NRER) | Furnace/Kiln/Oven | FURNACE | WALKING BEAM | CARBON REGENERATION | 141 | 7 | 206 | 14 | 1
Nonresidential Equipment Replacement (NRER) | Furnace/Kiln/Oven | FURNACE | WALKING BEAM | CARBURIZING | 141 | 7 | 172 | 14 | 1
Nonresidential Equipment Replacement (NRER) | Furnace/Kiln/Oven | FURNACE | WALKING BEAM | CARBURIZING/QUENCH | 141 | 7 | 199 | 14 | 1
Nonresidential Equipment Replacement (NRER) | Furnace/Kiln/Oven | FURNACE | WALKING BEAM | DEOXIDIZING METAL | 141 | 7 | 202 | 14 | 1
Nonresidential Equipment Replacement (NRER) | Furnace/Kiln/Oven | FURNACE | WALKING BEAM | DRAW | 141 | 7 | 198 | 14 | 1
Nonresidential Equipment Replacement (NRER) | Furnace/Kiln/Oven | FURNACE | WALKING BEAM | EXPNDNG PERLITE ORE | 141 | 7 | 205 | 14 | 1
Nonresidential Equipment Replacement (NRER) | Furnace/Kiln/Oven | FURNACE | WALKING BEAM | EXTRUDING METAL | 141 | 7 | 203 | 14 | 1
Nonresidential Equipment Replacement (NRER) | Furnace/Kiln/Oven | FURNACE | WALKING BEAM | FIRING PORCEL. ENML. | 141 | 7 | 173 | 14 | 1
Nonresidential Equipment Replacement (NRER) | Furnace/Kiln/Oven | FURNACE | WALKING BEAM | FORMING | 141 | 7 | 201 | 14 | 1
Nonresidential Equipment Replacement (NRER) | Furnace/Kiln/Oven | FURNACE | WALKING BEAM | GLASS MELTING | 141 | 7 | 174 | 14 | 1
Nonresidential Equipment Replacement (NRER) | Furnace/Kiln/Oven | FURNACE | WALKING BEAM | GLAZING PROCESS | 141 | 7 | 175 | 14 | 1
Nonresidential Equipment Replacement (NRER) | Furnace/Kiln/Oven | FURNACE | WALKING BEAM | HARDENING | 141 | 7 | 176 | 14 | 1
Nonresidential Equipment Replacement (NRER) | Furnace/Kiln/Oven | FURNACE | WALKING BEAM | HEAT TREATING | 141 | 7 | 179 | 14 | 1
Nonresidential Equipment Replacement (NRER) | Furnace/Kiln/Oven | FURNACE | WALKING BEAM | HEATING FOR FORGING | 141 | 7 | 177 | 14 | 1
Nonresidential Equipment Replacement (NRER) | Furnace/Kiln/Oven | FURNACE | WALKING BEAM | HEATING FOR ROLLING | 141 | 7 | 178 | 14 | 1
Nonresidential Equipment Replacement (NRER) | Furnace/Kiln/Oven | FURNACE | WALKING BEAM | HOLDING MOLTEN METAL | 141 | 7 | 180 | 14 | 1
Nonresidential Equipment Replacement (NRER) | Furnace/Kiln/Oven | FURNACE | WALKING BEAM | MELTING ALUM.-BRONZE | 141 | 7 | 184 | 14 | 1
Nonresidential Equipment Replacement (NRER) | Furnace/Kiln/Oven | FURNACE | WALKING BEAM | MELTING ALUMINUM | 141 | 7 | 183 | 14 | 1
Nonresidential Equipment Replacement (NRER) | Furnace/Kiln/Oven | FURNACE | WALKING BEAM | MELTING BRASS | 141 | 7 | 185 | 14 | 1
Nonresidential Equipment Replacement (NRER) | Furnace/Kiln/Oven | FURNACE | WALKING BEAM | MELTING BRONZE | 141 | 7 | 186 | 14 | 1
Nonresidential Equipment Replacement (NRER) | Furnace/Kiln/Oven | FURNACE | WALKING BEAM | MELTING FRIT | 141 | 7 | 181 | 14 | 1
Nonresidential Equipment Replacement (NRER) | Furnace/Kiln/Oven | FURNACE | WALKING BEAM | MELTING IRON | 141 | 7 | 187 | 14 | 1
Nonresidential Equipment Replacement (NRER) | Furnace/Kiln/Oven | FURNACE | WALKING BEAM | MELTING LEAD | 141 | 7 | 188 | 14 | 1
Nonresidential Equipment Replacement (NRER) | Furnace/Kiln/Oven | FURNACE | WALKING BEAM | MELTING MAGNESIUM | 141 | 7 | 189 | 14 | 1
Nonresidential Equipment Replacement (NRER) | Furnace/Kiln/Oven | FURNACE | WALKING BEAM | MELTING METAL | 141 | 7 | 182 | 14 | 1
Nonresidential Equipment Replacement (NRER) | Furnace/Kiln/Oven | FURNACE | WALKING BEAM | MELTING ZINC | 141 | 7 | 190 | 14 | 1
Nonresidential Equipment Replacement (NRER) | Furnace/Kiln/Oven | FURNACE | WALKING BEAM | NORMALIZING | 141 | 7 | 195 | 14 | 1
Nonresidential Equipment Replacement (NRER) | Furnace/Kiln/Oven | FURNACE | WALKING BEAM | POPPING PERLITE | 141 | 7 | 191 | 14 | 1
Nonresidential Equipment Replacement (NRER) | Furnace/Kiln/Oven | FURNACE | WALKING BEAM | PRE-HEATING | 141 | 7 | 192 | 14 | 1
Nonresidential Equipment Replacement (NRER) | Furnace/Kiln/Oven | FURNACE | WALKING BEAM | QUENCHING | 141 | 7 | 196 | 14 | 1
Nonresidential Equipment Replacement (NRER) | Furnace/Kiln/Oven | FURNACE | WALKING BEAM | SINTERING METAL | 141 | 7 | 193 | 14 | 1
Nonresidential Equipment Replacement (NRER) | Furnace/Kiln/Oven | FURNACE | WALKING BEAM | SMELTING SCRAP | 141 | 7 | 194 | 14 | 1
Nonresidential Equipment Replacement (NRER) | Furnace/Kiln/Oven | FURNACE | WALKING BEAM | ZINC VAPORIZATION | 141 | 7 | 200 | 14 | 1
Nonresidential Equipment Replacement (NRER) | Furnace/Kiln/Oven | KILN | ENVELOPE | CALCINING | 294 | 11 | 380 | 14 | 1
Nonresidential Equipment Replacement (NRER) | Furnace/Kiln/Oven | KILN | ENVELOPE | CALCINING PETRO.COKE | 294 | 11 | 381 | 14 | 1
Nonresidential Equipment Replacement (NRER) | Furnace/Kiln/Oven | KILN | ENVELOPE | DECORATING DINNERWRE | 294 | 11 | 382 | 14 | 1
Nonresidential Equipment Replacement (NRER) | Furnace/Kiln/Oven | KILN | ENVELOPE | DIATOMACEOUS EARTH | 294 | 11 | 383 | 14 | 1
Nonresidential Equipment Replacement (NRER) | Furnace/Kiln/Oven | KILN | ENVELOPE | DRYING AGGREGATE | 294 | 11 | 107 | 14 | 1
Nonresidential Equipment Replacement (NRER) | Furnace/Kiln/Oven | KILN | ENVELOPE | DRYING SAND | 294 | 11 | 115 | 14 | 1
Nonresidential Equipment Replacement (NRER) | Furnace/Kiln/Oven | KILN | ENVELOPE | FIRING BRICK | 294 | 11 | 386 | 14 | 1
Nonresidential Equipment Replacement (NRER) | Furnace/Kiln/Oven | KILN | ENVELOPE | FIRING CEMENT | 294 | 11 | 387 | 14 | 1
Nonresidential Equipment Replacement (NRER) | Furnace/Kiln/Oven | KILN | ENVELOPE | FIRING CHINA | 294 | 11 | 388 | 14 | 1
Nonresidential Equipment Replacement (NRER) | Furnace/Kiln/Oven | KILN | ENVELOPE | FIRING DINNERWARE | 294 | 11 | 389 | 14 | 1
Nonresidential Equipment Replacement (NRER) | Furnace/Kiln/Oven | KILN | ENVELOPE | FIRING ELECTRIC | 294 | 11 | 385 | 14 | 1
Nonresidential Equipment Replacement (NRER) | Furnace/Kiln/Oven | KILN | ENVELOPE | FIRING PORCELAIN | 294 | 11 | 390 | 14 | 1
Nonresidential Equipment Replacement (NRER) | Furnace/Kiln/Oven | KILN | ENVELOPE | FIRING POTTERY | 294 | 11 | 400 | 14 | 1
Nonresidential Equipment Replacement (NRER) | Furnace/Kiln/Oven | KILN | ENVELOPE | FIRING REFRACTORY | 294 | 11 | 399 | 14 | 1
Nonresidential Equipment Replacement (NRER) | Furnace/Kiln/Oven | KILN | ENVELOPE | FIRING SANITARY WARE | 294 | 11 | 391 | 14 | 1
Nonresidential Equipment Replacement (NRER) | Furnace/Kiln/Oven | KILN | ENVELOPE | FIRING SEWER TILE | 294 | 11 | 392 | 14 | 1
Nonresidential Equipment Replacement (NRER) | Furnace/Kiln/Oven | KILN | ENVELOPE | FIRING TECH.CERAMICS | 294 | 11 | 393 | 14 | 1
Nonresidential Equipment Replacement (NRER) | Furnace/Kiln/Oven | KILN | ENVELOPE | FIRING TILE | 294 | 11 | 394 | 14 | 1
Nonresidential Equipment Replacement (NRER) | Furnace/Kiln/Oven | KILN | ENVELOPE | GLAZING CHINA | 294 | 11 | 395 | 14 | 1
Nonresidential Equipment Replacement (NRER) | Furnace/Kiln/Oven | KILN | ENVELOPE | GLAZING DINNERWARE | 294 | 11 | 396 | 14 | 1
Nonresidential Equipment Replacement (NRER) | Furnace/Kiln/Oven | KILN | ENVELOPE | GLAZING PORCELAIN | 294 | 11 | 397 | 14 | 1
Nonresidential Equipment Replacement (NRER) | Furnace/Kiln/Oven | KILN | ENVELOPE | GLAZING TILE | 294 | 11 | 398 | 14 | 1
Nonresidential Equipment Replacement (NRER) | Furnace/Kiln/Oven | KILN | PERIODIC | CALCINING | 290 | 11 | 380 | 14 | 1
Nonresidential Equipment Replacement (NRER) | Furnace/Kiln/Oven | KILN | PERIODIC | CALCINING PETRO.COKE | 290 | 11 | 381 | 14 | 1
Nonresidential Equipment Replacement (NRER) | Furnace/Kiln/Oven | KILN | PERIODIC | DECORATING DINNERWRE | 290 | 11 | 382 | 14 | 1
Nonresidential Equipment Replacement (NRER) | Furnace/Kiln/Oven | KILN | PERIODIC | DIATOMACEOUS EARTH | 290 | 11 | 383 | 14 | 1
Nonresidential Equipment Replacement (NRER) | Furnace/Kiln/Oven | KILN | PERIODIC | DRYING AGGREGATE | 290 | 11 | 107 | 14 | 1
Nonresidential Equipment Replacement (NRER) | Furnace/Kiln/Oven | KILN | PERIODIC | DRYING SAND | 290 | 11 | 115 | 14 | 1
Nonresidential Equipment Replacement (NRER) | Furnace/Kiln/Oven | KILN | PERIODIC | FIRING BRICK | 290 | 11 | 386 | 14 | 1
Nonresidential Equipment Replacement (NRER) | Furnace/Kiln/Oven | KILN | PERIODIC | FIRING CEMENT | 290 | 11 | 387 | 14 | 1
Nonresidential Equipment Replacement (NRER) | Furnace/Kiln/Oven | KILN | PERIODIC | FIRING CHINA | 290 | 11 | 388 | 14 | 1
Nonresidential Equipment Replacement (NRER) | Furnace/Kiln/Oven | KILN | PERIODIC | FIRING DINNERWARE | 290 | 11 | 389 | 14 | 1
Nonresidential Equipment Replacement (NRER) | Furnace/Kiln/Oven | KILN | PERIODIC | FIRING ELECTRIC | 290 | 11 | 385 | 14 | 1
Nonresidential Equipment Replacement (NRER) | Furnace/Kiln/Oven | KILN | PERIODIC | FIRING PORCELAIN | 290 | 11 | 390 | 14 | 1
Nonresidential Equipment Replacement (NRER) | Furnace/Kiln/Oven | KILN | PERIODIC | FIRING POTTERY | 290 | 11 | 400 | 14 | 1
Nonresidential Equipment Replacement (NRER) | Furnace/Kiln/Oven | KILN | PERIODIC | FIRING REFRACTORY | 290 | 11 | 399 | 14 | 1
Nonresidential Equipment Replacement (NRER) | Furnace/Kiln/Oven | KILN | PERIODIC | FIRING SANITARY WARE | 290 | 11 | 391 | 14 | 1
Nonresidential Equipment Replacement (NRER) | Furnace/Kiln/Oven | KILN | PERIODIC | FIRING SEWER TILE | 290 | 11 | 392 | 14 | 1
Nonresidential Equipment Replacement (NRER) | Furnace/Kiln/Oven | KILN | PERIODIC | FIRING TECH.CERAMICS | 290 | 11 | 393 | 14 | 1
Nonresidential Equipment Replacement (NRER) | Furnace/Kiln/Oven | KILN | PERIODIC | FIRING TILE | 290 | 11 | 394 | 14 | 1
Nonresidential Equipment Replacement (NRER) | Furnace/Kiln/Oven | KILN | PERIODIC | GLAZING CHINA | 290 | 11 | 395 | 14 | 1
Nonresidential Equipment Replacement (NRER) | Furnace/Kiln/Oven | KILN | PERIODIC | GLAZING DINNERWARE | 290 | 11 | 396 | 14 | 1
Nonresidential Equipment Replacement (NRER) | Furnace/Kiln/Oven | KILN | PERIODIC | GLAZING PORCELAIN | 290 | 11 | 397 | 14 | 1
Nonresidential Equipment Replacement (NRER) | Furnace/Kiln/Oven | KILN | PERIODIC | GLAZING TILE | 290 | 11 | 398 | 14 | 1
Nonresidential Equipment Replacement (NRER) | Furnace/Kiln/Oven | KILN | PERIODIC ENVELOPE | CALCINING | 291 | 11 | 380 | 14 | 1
Nonresidential Equipment Replacement (NRER) | Furnace/Kiln/Oven | KILN | PERIODIC ENVELOPE | CALCINING PETRO.COKE | 291 | 11 | 381 | 14 | 1
Nonresidential Equipment Replacement (NRER) | Furnace/Kiln/Oven | KILN | PERIODIC ENVELOPE | DECORATING DINNERWRE | 291 | 11 | 382 | 14 | 1
Nonresidential Equipment Replacement (NRER) | Furnace/Kiln/Oven | KILN | PERIODIC ENVELOPE | DIATOMACEOUS EARTH | 291 | 11 | 383 | 14 | 1
Nonresidential Equipment Replacement (NRER) | Furnace/Kiln/Oven | KILN | PERIODIC ENVELOPE | DRYING AGGREGATE | 291 | 11 | 107 | 14 | 1
Nonresidential Equipment Replacement (NRER) | Furnace/Kiln/Oven | KILN | PERIODIC ENVELOPE | DRYING SAND | 291 | 11 | 115 | 14 | 1
Nonresidential Equipment Replacement (NRER) | Furnace/Kiln/Oven | KILN | PERIODIC ENVELOPE | FIRING BRICK | 291 | 11 | 386 | 14 | 1
Nonresidential Equipment Replacement (NRER) | Furnace/Kiln/Oven | KILN | PERIODIC ENVELOPE | FIRING CEMENT | 291 | 11 | 387 | 14 | 1
Nonresidential Equipment Replacement (NRER) | Furnace/Kiln/Oven | KILN | PERIODIC ENVELOPE | FIRING CHINA | 291 | 11 | 388 | 14 | 1
Nonresidential Equipment Replacement (NRER) | Furnace/Kiln/Oven | KILN | PERIODIC ENVELOPE | FIRING DINNERWARE | 291 | 11 | 389 | 14 | 1
Nonresidential Equipment Replacement (NRER) | Furnace/Kiln/Oven | KILN | PERIODIC ENVELOPE | FIRING ELECTRIC | 291 | 11 | 385 | 14 | 1
Nonresidential Equipment Replacement (NRER) | Furnace/Kiln/Oven | KILN | PERIODIC ENVELOPE | FIRING PORCELAIN | 291 | 11 | 390 | 14 | 1
Nonresidential Equipment Replacement (NRER) | Furnace/Kiln/Oven | KILN | PERIODIC ENVELOPE | FIRING POTTERY | 291 | 11 | 400 | 14 | 1
Nonresidential Equipment Replacement (NRER) | Furnace/Kiln/Oven | KILN | PERIODIC ENVELOPE | FIRING REFRACTORY | 291 | 11 | 399 | 14 | 1
Nonresidential Equipment Replacement (NRER) | Furnace/Kiln/Oven | KILN | PERIODIC ENVELOPE | FIRING SANITARY WARE | 291 | 11 | 391 | 14 | 1
Nonresidential Equipment Replacement (NRER) | Furnace/Kiln/Oven | KILN | PERIODIC ENVELOPE | FIRING SEWER TILE | 291 | 11 | 392 | 14 | 1
Nonresidential Equipment Replacement (NRER) | Furnace/Kiln/Oven | KILN | PERIODIC ENVELOPE | FIRING TECH.CERAMICS | 291 | 11 | 393 | 14 | 1
Nonresidential Equipment Replacement (NRER) | Furnace/Kiln/Oven | KILN | PERIODIC ENVELOPE | FIRING TILE | 291 | 11 | 394 | 14 | 1
Nonresidential Equipment Replacement (NRER) | Furnace/Kiln/Oven | KILN | PERIODIC ENVELOPE | GLAZING CHINA | 291 | 11 | 395 | 14 | 1
Nonresidential Equipment Replacement (NRER) | Furnace/Kiln/Oven | KILN | PERIODIC ENVELOPE | GLAZING DINNERWARE | 291 | 11 | 396 | 14 | 1
Nonresidential Equipment Replacement (NRER) | Furnace/Kiln/Oven | KILN | PERIODIC ENVELOPE | GLAZING PORCELAIN | 291 | 11 | 397 | 14 | 1
Nonresidential Equipment Replacement (NRER) | Furnace/Kiln/Oven | KILN | PERIODIC ENVELOPE | GLAZING TILE | 291 | 11 | 398 | 14 | 1
Nonresidential Equipment Replacement (NRER) | Furnace/Kiln/Oven | KILN | PERIODIC SHUTTLE | CALCINING | 292 | 11 | 380 | 14 | 1
Nonresidential Equipment Replacement (NRER) | Furnace/Kiln/Oven | KILN | PERIODIC SHUTTLE | CALCINING PETRO.COKE | 292 | 11 | 381 | 14 | 1
Nonresidential Equipment Replacement (NRER) | Furnace/Kiln/Oven | KILN | PERIODIC SHUTTLE | DECORATING DINNERWRE | 292 | 11 | 382 | 14 | 1
Nonresidential Equipment Replacement (NRER) | Furnace/Kiln/Oven | KILN | PERIODIC SHUTTLE | DIATOMACEOUS EARTH | 292 | 11 | 383 | 14 | 1
Nonresidential Equipment Replacement (NRER) | Furnace/Kiln/Oven | KILN | PERIODIC SHUTTLE | DRYING AGGREGATE | 292 | 11 | 107 | 14 | 1
Nonresidential Equipment Replacement (NRER) | Furnace/Kiln/Oven | KILN | PERIODIC SHUTTLE | DRYING SAND | 292 | 11 | 115 | 14 | 1
Nonresidential Equipment Replacement (NRER) | Furnace/Kiln/Oven | KILN | PERIODIC SHUTTLE | FIRING BRICK | 292 | 11 | 386 | 14 | 1
Nonresidential Equipment Replacement (NRER) | Furnace/Kiln/Oven | KILN | PERIODIC SHUTTLE | FIRING CEMENT | 292 | 11 | 387 | 14 | 1
Nonresidential Equipment Replacement (NRER) | Furnace/Kiln/Oven | KILN | PERIODIC SHUTTLE | FIRING CHINA | 292 | 11 | 388 | 14 | 1
Nonresidential Equipment Replacement (NRER) | Furnace/Kiln/Oven | KILN | PERIODIC SHUTTLE | FIRING DINNERWARE | 292 | 11 | 389 | 14 | 1
Nonresidential Equipment Replacement (NRER) | Furnace/Kiln/Oven | KILN | PERIODIC SHUTTLE | FIRING ELECTRIC | 292 | 11 | 385 | 14 | 1
Nonresidential Equipment Replacement (NRER) | Furnace/Kiln/Oven | KILN | PERIODIC SHUTTLE | FIRING PORCELAIN | 292 | 11 | 390 | 14 | 1
Nonresidential Equipment Replacement (NRER) | Furnace/Kiln/Oven | KILN | PERIODIC SHUTTLE | FIRING POTTERY | 292 | 11 | 400 | 14 | 1
Nonresidential Equipment Replacement (NRER) | Furnace/Kiln/Oven | KILN | PERIODIC SHUTTLE | FIRING REFRACTORY | 292 | 11 | 399 | 14 | 1
Nonresidential Equipment Replacement (NRER) | Furnace/Kiln/Oven | KILN | PERIODIC SHUTTLE | FIRING SANITARY WARE | 292 | 11 | 391 | 14 | 1
Nonresidential Equipment Replacement (NRER) | Furnace/Kiln/Oven | KILN | PERIODIC SHUTTLE | FIRING SEWER TILE | 292 | 11 | 392 | 14 | 1
Nonresidential Equipment Replacement (NRER) | Furnace/Kiln/Oven | KILN | PERIODIC SHUTTLE | FIRING TECH.CERAMICS | 292 | 11 | 393 | 14 | 1
Nonresidential Equipment Replacement (NRER) | Furnace/Kiln/Oven | KILN | PERIODIC SHUTTLE | FIRING TILE | 292 | 11 | 394 | 14 | 1
Nonresidential Equipment Replacement (NRER) | Furnace/Kiln/Oven | KILN | PERIODIC SHUTTLE | GLAZING CHINA | 292 | 11 | 395 | 14 | 1
Nonresidential Equipment Replacement (NRER) | Furnace/Kiln/Oven | KILN | PERIODIC SHUTTLE | GLAZING DINNERWARE | 292 | 11 | 396 | 14 | 1
Nonresidential Equipment Replacement (NRER) | Furnace/Kiln/Oven | KILN | PERIODIC SHUTTLE | GLAZING PORCELAIN | 292 | 11 | 397 | 14 | 1
Nonresidential Equipment Replacement (NRER) | Furnace/Kiln/Oven | KILN | PERIODIC SHUTTLE | GLAZING TILE | 292 | 11 | 398 | 14 | 1
Nonresidential Equipment Replacement (NRER) | Furnace/Kiln/Oven | KILN | ROTARY | CALCINING | 79 | 11 | 380 | 14 | 1
Nonresidential Equipment Replacement (NRER) | Furnace/Kiln/Oven | KILN | ROTARY | CALCINING PETRO.COKE | 79 | 11 | 381 | 14 | 1
Nonresidential Equipment Replacement (NRER) | Furnace/Kiln/Oven | KILN | ROTARY | DECORATING DINNERWRE | 79 | 11 | 382 | 14 | 1
Nonresidential Equipment Replacement (NRER) | Furnace/Kiln/Oven | KILN | ROTARY | DIATOMACEOUS EARTH | 79 | 11 | 383 | 14 | 1
Nonresidential Equipment Replacement (NRER) | Furnace/Kiln/Oven | KILN | ROTARY | DRYING AGGREGATE | 79 | 11 | 107 | 14 | 1
Nonresidential Equipment Replacement (NRER) | Furnace/Kiln/Oven | KILN | ROTARY | DRYING SAND | 79 | 11 | 115 | 14 | 1
Nonresidential Equipment Replacement (NRER) | Furnace/Kiln/Oven | KILN | ROTARY | FIRING BRICK | 79 | 11 | 386 | 14 | 1
Nonresidential Equipment Replacement (NRER) | Furnace/Kiln/Oven | KILN | ROTARY | FIRING CEMENT | 79 | 11 | 387 | 14 | 1
Nonresidential Equipment Replacement (NRER) | Furnace/Kiln/Oven | KILN | ROTARY | FIRING CHINA | 79 | 11 | 388 | 14 | 1
Nonresidential Equipment Replacement (NRER) | Furnace/Kiln/Oven | KILN | ROTARY | FIRING DINNERWARE | 79 | 11 | 389 | 14 | 1
Nonresidential Equipment Replacement (NRER) | Furnace/Kiln/Oven | KILN | ROTARY | FIRING ELECTRIC | 79 | 11 | 385 | 14 | 1
Nonresidential Equipment Replacement (NRER) | Furnace/Kiln/Oven | KILN | ROTARY | FIRING PORCELAIN | 79 | 11 | 390 | 14 | 1
Nonresidential Equipment Replacement (NRER) | Furnace/Kiln/Oven | KILN | ROTARY | FIRING POTTERY | 79 | 11 | 400 | 14 | 1
Nonresidential Equipment Replacement (NRER) | Furnace/Kiln/Oven | KILN | ROTARY | FIRING REFRACTORY | 79 | 11 | 399 | 14 | 1
Nonresidential Equipment Replacement (NRER) | Furnace/Kiln/Oven | KILN | ROTARY | FIRING SANITARY WARE | 79 | 11 | 391 | 14 | 1
Nonresidential Equipment Replacement (NRER) | Furnace/Kiln/Oven | KILN | ROTARY | FIRING SEWER TILE | 79 | 11 | 392 | 14 | 1
Nonresidential Equipment Replacement (NRER) | Furnace/Kiln/Oven | KILN | ROTARY | FIRING TECH.CERAMICS | 79 | 11 | 393 | 14 | 1
Nonresidential Equipment Replacement (NRER) | Furnace/Kiln/Oven | KILN | ROTARY | FIRING TILE | 79 | 11 | 394 | 14 | 1
Nonresidential Equipment Replacement (NRER) | Furnace/Kiln/Oven | KILN | ROTARY | GLAZING CHINA | 79 | 11 | 395 | 14 | 1
Nonresidential Equipment Replacement (NRER) | Furnace/Kiln/Oven | KILN | ROTARY | GLAZING DINNERWARE | 79 | 11 | 396 | 14 | 1
Nonresidential Equipment Replacement (NRER) | Furnace/Kiln/Oven | KILN | ROTARY | GLAZING PORCELAIN | 79 | 11 | 397 | 14 | 1
Nonresidential Equipment Replacement (NRER) | Furnace/Kiln/Oven | KILN | ROTARY | GLAZING TILE | 79 | 11 | 398 | 14 | 1
Nonresidential Equipment Replacement (NRER) | Furnace/Kiln/Oven | KILN | ROTARY HEARTH | CALCINING | 293 | 11 | 380 | 14 | 1
Nonresidential Equipment Replacement (NRER) | Furnace/Kiln/Oven | KILN | ROTARY HEARTH | CALCINING PETRO.COKE | 293 | 11 | 381 | 14 | 1
Nonresidential Equipment Replacement (NRER) | Furnace/Kiln/Oven | KILN | ROTARY HEARTH | DECORATING DINNERWRE | 293 | 11 | 382 | 14 | 1
Nonresidential Equipment Replacement (NRER) | Furnace/Kiln/Oven | KILN | ROTARY HEARTH | DIATOMACEOUS EARTH | 293 | 11 | 383 | 14 | 1
Nonresidential Equipment Replacement (NRER) | Furnace/Kiln/Oven | KILN | ROTARY HEARTH | DRYING AGGREGATE | 293 | 11 | 107 | 14 | 1
Nonresidential Equipment Replacement (NRER) | Furnace/Kiln/Oven | KILN | ROTARY HEARTH | DRYING SAND | 293 | 11 | 115 | 14 | 1
Nonresidential Equipment Replacement (NRER) | Furnace/Kiln/Oven | KILN | ROTARY HEARTH | FIRING BRICK | 293 | 11 | 386 | 14 | 1
Nonresidential Equipment Replacement (NRER) | Furnace/Kiln/Oven | KILN | ROTARY HEARTH | FIRING CEMENT | 293 | 11 | 387 | 14 | 1
Nonresidential Equipment Replacement (NRER) | Furnace/Kiln/Oven | KILN | ROTARY HEARTH | FIRING CHINA | 293 | 11 | 388 | 14 | 1
Nonresidential Equipment Replacement (NRER) | Furnace/Kiln/Oven | KILN | ROTARY HEARTH | FIRING DINNERWARE | 293 | 11 | 389 | 14 | 1
Nonresidential Equipment Replacement (NRER) | Furnace/Kiln/Oven | KILN | ROTARY HEARTH | FIRING ELECTRIC | 293 | 11 | 385 | 14 | 1
Nonresidential Equipment Replacement (NRER) | Furnace/Kiln/Oven | KILN | ROTARY HEARTH | FIRING PORCELAIN | 293 | 11 | 390 | 14 | 1
Nonresidential Equipment Replacement (NRER) | Furnace/Kiln/Oven | KILN | ROTARY HEARTH | FIRING POTTERY | 293 | 11 | 400 | 14 | 1
Nonresidential Equipment Replacement (NRER) | Furnace/Kiln/Oven | KILN | ROTARY HEARTH | FIRING REFRACTORY | 293 | 11 | 399 | 14 | 1
Nonresidential Equipment Replacement (NRER) | Furnace/Kiln/Oven | KILN | ROTARY HEARTH | FIRING SANITARY WARE | 293 | 11 | 391 | 14 | 1
Nonresidential Equipment Replacement (NRER) | Furnace/Kiln/Oven | KILN | ROTARY HEARTH | FIRING SEWER TILE | 293 | 11 | 392 | 14 | 1
Nonresidential Equipment Replacement (NRER) | Furnace/Kiln/Oven | KILN | ROTARY HEARTH | FIRING TECH.CERAMICS | 293 | 11 | 393 | 14 | 1
Nonresidential Equipment Replacement (NRER) | Furnace/Kiln/Oven | KILN | ROTARY HEARTH | FIRING TILE | 293 | 11 | 394 | 14 | 1
Nonresidential Equipment Replacement (NRER) | Furnace/Kiln/Oven | KILN | ROTARY HEARTH | GLAZING CHINA | 293 | 11 | 395 | 14 | 1
Nonresidential Equipment Replacement (NRER) | Furnace/Kiln/Oven | KILN | ROTARY HEARTH | GLAZING DINNERWARE | 293 | 11 | 396 | 14 | 1
Nonresidential Equipment Replacement (NRER) | Furnace/Kiln/Oven | KILN | ROTARY HEARTH | GLAZING PORCELAIN | 293 | 11 | 397 | 14 | 1
Nonresidential Equipment Replacement (NRER) | Furnace/Kiln/Oven | KILN | ROTARY HEARTH | GLAZING TILE | 293 | 11 | 398 | 14 | 1
Nonresidential Equipment Replacement (NRER) | Furnace/Kiln/Oven | KILN | TUNNEL | CALCINING | 78 | 11 | 380 | 14 | 1
Nonresidential Equipment Replacement (NRER) | Furnace/Kiln/Oven | KILN | TUNNEL | CALCINING PETRO.COKE | 78 | 11 | 381 | 14 | 1
Nonresidential Equipment Replacement (NRER) | Furnace/Kiln/Oven | KILN | TUNNEL | DECORATING DINNERWRE | 78 | 11 | 382 | 14 | 1
Nonresidential Equipment Replacement (NRER) | Furnace/Kiln/Oven | KILN | TUNNEL | DIATOMACEOUS EARTH | 78 | 11 | 383 | 14 | 1
Nonresidential Equipment Replacement (NRER) | Furnace/Kiln/Oven | KILN | TUNNEL | DRYING AGGREGATE | 78 | 11 | 107 | 14 | 1
Nonresidential Equipment Replacement (NRER) | Furnace/Kiln/Oven | KILN | TUNNEL | DRYING SAND | 78 | 11 | 115 | 14 | 1
Nonresidential Equipment Replacement (NRER) | Furnace/Kiln/Oven | KILN | TUNNEL | FIRING BRICK | 78 | 11 | 386 | 14 | 1
Nonresidential Equipment Replacement (NRER) | Furnace/Kiln/Oven | KILN | TUNNEL | FIRING CEMENT | 78 | 11 | 387 | 14 | 1
Nonresidential Equipment Replacement (NRER) | Furnace/Kiln/Oven | KILN | TUNNEL | FIRING CHINA | 78 | 11 | 388 | 14 | 1
Nonresidential Equipment Replacement (NRER) | Furnace/Kiln/Oven | KILN | TUNNEL | FIRING DINNERWARE | 78 | 11 | 389 | 14 | 1
Nonresidential Equipment Replacement (NRER) | Furnace/Kiln/Oven | KILN | TUNNEL | FIRING ELECTRIC | 78 | 11 | 385 | 14 | 1
Nonresidential Equipment Replacement (NRER) | Furnace/Kiln/Oven | KILN | TUNNEL | FIRING PORCELAIN | 78 | 11 | 390 | 14 | 1
Nonresidential Equipment Replacement (NRER) | Furnace/Kiln/Oven | KILN | TUNNEL | FIRING POTTERY | 78 | 11 | 400 | 14 | 1
Nonresidential Equipment Replacement (NRER) | Furnace/Kiln/Oven | KILN | TUNNEL | FIRING REFRACTORY | 78 | 11 | 399 | 14 | 1
Nonresidential Equipment Replacement (NRER) | Furnace/Kiln/Oven | KILN | TUNNEL | FIRING SANITARY WARE | 78 | 11 | 391 | 14 | 1
Nonresidential Equipment Replacement (NRER) | Furnace/Kiln/Oven | KILN | TUNNEL | FIRING SEWER TILE | 78 | 11 | 392 | 14 | 1
Nonresidential Equipment Replacement (NRER) | Furnace/Kiln/Oven | KILN | TUNNEL | FIRING TECH.CERAMICS | 78 | 11 | 393 | 14 | 1
Nonresidential Equipment Replacement (NRER) | Furnace/Kiln/Oven | KILN | TUNNEL | FIRING TILE | 78 | 11 | 394 | 14 | 1
Nonresidential Equipment Replacement (NRER) | Furnace/Kiln/Oven | KILN | TUNNEL | GLAZING CHINA | 78 | 11 | 395 | 14 | 1
Nonresidential Equipment Replacement (NRER) | Furnace/Kiln/Oven | KILN | TUNNEL | GLAZING DINNERWARE | 78 | 11 | 396 | 14 | 1
Nonresidential Equipment Replacement (NRER) | Furnace/Kiln/Oven | KILN | TUNNEL | GLAZING PORCELAIN | 78 | 11 | 397 | 14 | 1
Nonresidential Equipment Replacement (NRER) | Furnace/Kiln/Oven | KILN | TUNNEL | GLAZING TILE | 78 | 11 | 398 | 14 | 1
Nonresidential Equipment Replacement (NRER) | Furnace/Kiln/Oven | OVEN | BATCH | BURN-OFF PAINT | 110 | 14 | 1021 | 14 | 1
Nonresidential Equipment Replacement (NRER) | Furnace/Kiln/Oven | OVEN | BATCH | PRE-HEATING | 110 | 14 | 192 | 14 | 1
Nonresidential Equipment Replacement (NRER) | Furnace/Kiln/Oven | OVEN | BATCH | PREHEAT DIES | 110 | 14 | 275 | 14 | 1
Nonresidential Equipment Replacement (NRER) | Furnace/Kiln/Oven | OVEN | BATCH | REFINISHING | 110 | 14 | 579 | 14 | 1
Nonresidential Equipment Replacement (NRER) | Furnace/Kiln/Oven | OVEN | BATCH | RESEARCH OR TESTING | 110 | 14 | 431 | 14 | 1
Nonresidential Equipment Replacement (NRER) | Furnace/Kiln/Oven | OVEN | BATCH | SMOKING FOOD PROD. | 110 | 14 | 572 | 14 | 1
Nonresidential Equipment Replacement (NRER) | Furnace/Kiln/Oven | OVEN | BATCH | SOLUTION HT. TRT.ALM | 110 | 14 | 573 | 14 | 1
Nonresidential Equipment Replacement (NRER) | Furnace/Kiln/Oven | OVEN | BATCH | SOLUTION HT. TRT.MAG | 110 | 14 | 574 | 14 | 1
Nonresidential Equipment Replacement (NRER) | Furnace/Kiln/Oven | OVEN | BOX | PRE-HEATING | 116 | 14 | 192 | 14 | 1
Nonresidential Equipment Replacement (NRER) | Furnace/Kiln/Oven | OVEN | BOX | PREHEAT DIES | 116 | 14 | 275 | 14 | 1
Nonresidential Equipment Replacement (NRER) | Furnace/Kiln/Oven | OVEN | BOX | REFINISHING | 116 | 14 | 579 | 14 | 1
Nonresidential Equipment Replacement (NRER) | Furnace/Kiln/Oven | OVEN | BOX | RESEARCH OR TESTING | 116 | 14 | 431 | 14 | 1
Nonresidential Equipment Replacement (NRER) | Furnace/Kiln/Oven | OVEN | BOX | SMOKING FOOD PROD. | 116 | 14 | 572 | 14 | 1
Nonresidential Equipment Replacement (NRER) | Furnace/Kiln/Oven | OVEN | BOX | SOLUTION HT. TRT.ALM | 116 | 14 | 573 | 14 | 1
Nonresidential Equipment Replacement (NRER) | Furnace/Kiln/Oven | OVEN | BOX | SOLUTION HT. TRT.MAG | 116 | 14 | 574 | 14 | 1
Nonresidential Equipment Replacement (NRER) | Furnace/Kiln/Oven | OVEN | Catalytic Infrared Heater | PRE-HEATING | 1043 | 14 | 192 | 14 | 1
Nonresidential Equipment Replacement (NRER) | Furnace/Kiln/Oven | OVEN | Catalytic Infrared Heater | PREHEAT DIES | 1043 | 14 | 275 | 14 | 1
Nonresidential Equipment Replacement (NRER) | Furnace/Kiln/Oven | OVEN | Catalytic Infrared Heater | REFINISHING | 1043 | 14 | 579 | 14 | 1
Nonresidential Equipment Replacement (NRER) | Furnace/Kiln/Oven | OVEN | Catalytic Infrared Heater | RESEARCH OR TESTING | 1043 | 14 | 431 | 14 | 1
Nonresidential Equipment Replacement (NRER) | Furnace/Kiln/Oven | OVEN | Catalytic Infrared Heater | SMOKING FOOD PROD. | 1043 | 14 | 572 | 14 | 1
Nonresidential Equipment Replacement (NRER) | Furnace/Kiln/Oven | OVEN | Catalytic Infrared Heater | SOLUTION HT. TRT.ALM | 1043 | 14 | 573 | 14 | 1
Nonresidential Equipment Replacement (NRER) | Furnace/Kiln/Oven | OVEN | Catalytic Infrared Heater | SOLUTION HT. TRT.MAG | 1043 | 14 | 574 | 14 | 1
Nonresidential Equipment Replacement (NRER) | Furnace/Kiln/Oven | OVEN | CONVEYOR | BAKING-BREAD | 118 | 14 | 552 | 14 | 1
Nonresidential Equipment Replacement (NRER) | Furnace/Kiln/Oven | OVEN | CONVEYOR | BAKING-BUNNS | 118 | 14 | 553 | 14 | 1
Nonresidential Equipment Replacement (NRER) | Furnace/Kiln/Oven | OVEN | CONVEYOR | BAKING-CAKE | 118 | 14 | 554 | 14 | 1
Nonresidential Equipment Replacement (NRER) | Furnace/Kiln/Oven | OVEN | CONVEYOR | BAKING-COOKIES | 118 | 14 | 555 | 14 | 1
Nonresidential Equipment Replacement (NRER) | Furnace/Kiln/Oven | OVEN | CONVEYOR | BAKING-CRACKERS | 118 | 14 | 556 | 14 | 1
Nonresidential Equipment Replacement (NRER) | Furnace/Kiln/Oven | OVEN | CONVEYOR | BAKING-FOOD PROD. | 118 | 14 | 561 | 14 | 1
Nonresidential Equipment Replacement (NRER) | Furnace/Kiln/Oven | OVEN | CONVEYOR | BAKING-MUFFINS | 118 | 14 | 557 | 14 | 1
Nonresidential Equipment Replacement (NRER) | Furnace/Kiln/Oven | OVEN | CONVEYOR | BAKING-PASTRY | 118 | 14 | 558 | 14 | 1
Nonresidential Equipment Replacement (NRER) | Furnace/Kiln/Oven | OVEN | CONVEYOR | BAKING-PIE | 118 | 14 | 559 | 14 | 1
Nonresidential Equipment Replacement (NRER) | Furnace/Kiln/Oven | OVEN | CONVEYOR | DRYING | 118 | 14 | 270 | 14 | 1
Nonresidential Equipment Replacement (NRER) | Furnace/Kiln/Oven | OVEN | DIRECT FIRED | PRE-HEATING | 400 | 14 | 192 | 14 | 1
Nonresidential Equipment Replacement (NRER) | Furnace/Kiln/Oven | OVEN | DIRECT FIRED | PREHEAT DIES | 400 | 14 | 275 | 14 | 1
Nonresidential Equipment Replacement (NRER) | Furnace/Kiln/Oven | OVEN | DIRECT FIRED | REFINISHING | 400 | 14 | 579 | 14 | 1
Nonresidential Equipment Replacement (NRER) | Furnace/Kiln/Oven | OVEN | DIRECT FIRED | RESEARCH OR TESTING | 400 | 14 | 431 | 14 | 1
Nonresidential Equipment Replacement (NRER) | Furnace/Kiln/Oven | OVEN | DIRECT FIRED | SMOKING FOOD PROD. | 400 | 14 | 572 | 14 | 1
Nonresidential Equipment Replacement (NRER) | Furnace/Kiln/Oven | OVEN | DIRECT FIRED | SOLUTION HT. TRT.ALM | 400 | 14 | 573 | 14 | 1
Nonresidential Equipment Replacement (NRER) | Furnace/Kiln/Oven | OVEN | DIRECT FIRED | SOLUTION HT. TRT.MAG | 400 | 14 | 574 | 14 | 1
Nonresidential Equipment Replacement (NRER) | Furnace/Kiln/Oven | OVEN | DIRECT FIRED BAND | AGE HARD. OF MAGNE. | 401 | 14 | 551 | 14 | 1
Nonresidential Equipment Replacement (NRER) | Furnace/Kiln/Oven | OVEN | DIRECT FIRED BAND | AGE HARDENING ALUMN | 401 | 14 | 550 | 14 | 1
Nonresidential Equipment Replacement (NRER) | Furnace/Kiln/Oven | OVEN | DIRECT FIRED BAND | BAKING LACQUER | 401 | 14 | 562 | 14 | 1
Nonresidential Equipment Replacement (NRER) | Furnace/Kiln/Oven | OVEN | DIRECT FIRED BAND | BAKING PAINT | 401 | 14 | 563 | 14 | 1
Nonresidential Equipment Replacement (NRER) | Furnace/Kiln/Oven | OVEN | DIRECT FIRED BAND | BAKING ROLLS | 401 | 14 | 575 | 14 | 1
Nonresidential Equipment Replacement (NRER) | Furnace/Kiln/Oven | OVEN | DIRECT FIRED BAND | BAKING SHELLAC | 401 | 14 | 564 | 14 | 1
Nonresidential Equipment Replacement (NRER) | Furnace/Kiln/Oven | OVEN | DIRECT FIRED BAND | BAKING VARNISH | 401 | 14 | 565 | 14 | 1
Nonresidential Equipment Replacement (NRER) | Furnace/Kiln/Oven | OVEN | DIRECT FIRED BAND | BAKING-BREAD | 401 | 14 | 552 | 14 | 1
Nonresidential Equipment Replacement (NRER) | Furnace/Kiln/Oven | OVEN | DIRECT FIRED BAND | BAKING-BUNNS | 401 | 14 | 553 | 14 | 1
Nonresidential Equipment Replacement (NRER) | Furnace/Kiln/Oven | OVEN | DIRECT FIRED BAND | BAKING-CAKE | 401 | 14 | 554 | 14 | 1
Nonresidential Equipment Replacement (NRER) | Furnace/Kiln/Oven | OVEN | DIRECT FIRED BAND | BAKING-COOKIES | 401 | 14 | 555 | 14 | 1
Nonresidential Equipment Replacement (NRER) | Furnace/Kiln/Oven | OVEN | DIRECT FIRED BAND | BAKING-CORES | 401 | 14 | 560 | 14 | 1
Nonresidential Equipment Replacement (NRER) | Furnace/Kiln/Oven | OVEN | DIRECT FIRED BAND | BAKING-CRACKERS | 401 | 14 | 556 | 14 | 1
Nonresidential Equipment Replacement (NRER) | Furnace/Kiln/Oven | OVEN | DIRECT FIRED BAND | BAKING-FOOD PROD. | 401 | 14 | 561 | 14 | 1
Nonresidential Equipment Replacement (NRER) | Furnace/Kiln/Oven | OVEN | DIRECT FIRED BAND | BAKING-MUFFINS | 401 | 14 | 557 | 14 | 1
Nonresidential Equipment Replacement (NRER) | Furnace/Kiln/Oven | OVEN | DIRECT FIRED BAND | BAKING-PASTRY | 401 | 14 | 558 | 14 | 1
Nonresidential Equipment Replacement (NRER) | Furnace/Kiln/Oven | OVEN | DIRECT FIRED BAND | BAKING-PIE | 401 | 14 | 559 | 14 | 1
Nonresidential Equipment Replacement (NRER) | Furnace/Kiln/Oven | OVEN | DIRECT FIRED BAND | BONDING | 401 | 14 | 578 | 14 | 1
Nonresidential Equipment Replacement (NRER) | Furnace/Kiln/Oven | OVEN | DIRECT FIRED BAND | BURN OFF | 401 | 14 | 566 | 14 | 1
Nonresidential Equipment Replacement (NRER) | Furnace/Kiln/Oven | OVEN | DIRECT FIRED BAND | CURING COATINGS | 401 | 14 | 567 | 14 | 1
Nonresidential Equipment Replacement (NRER) | Furnace/Kiln/Oven | OVEN | DIRECT FIRED BAND | CURING MOLDS | 401 | 14 | 568 | 14 | 1
Nonresidential Equipment Replacement (NRER) | Furnace/Kiln/Oven | OVEN | DIRECT FIRED BAND | CURING PER. PRES.TEX | 401 | 14 | 569 | 14 | 1
Nonresidential Equipment Replacement (NRER) | Furnace/Kiln/Oven | OVEN | DIRECT FIRED BAND | CURING PLASTICS | 401 | 14 | 570 | 14 | 1
Nonresidential Equipment Replacement (NRER) | Furnace/Kiln/Oven | OVEN | DIRECT FIRED BAND | CURING PROCESS | 401 | 14 | 571 | 14 | 1
Nonresidential Equipment Replacement (NRER) | Furnace/Kiln/Oven | OVEN | DIRECT FIRED BAND | DRYING | 401 | 14 | 270 | 14 | 1
Nonresidential Equipment Replacement (NRER) | Furnace/Kiln/Oven | OVEN | DIRECT FIRED BAND | ELEC. FOOD PROC. | 401 | 14 | 576 | 14 | 1
Nonresidential Equipment Replacement (NRER) | Furnace/Kiln/Oven | OVEN | DIRECT FIRED BAND | FOOD PREPARATION | 401 | 14 | 436 | 14 | 1
Nonresidential Equipment Replacement (NRER) | Furnace/Kiln/Oven | OVEN | DIRECT FIRED BAND | FORMING PLASTICS | 401 | 14 | 577 | 14 | 1
Nonresidential Equipment Replacement (NRER) | Furnace/Kiln/Oven | OVEN | DIRECT FIRED BAND | MFG KNIT FABRIC | 401 | 14 | 124 | 14 | 1
Nonresidential Equipment Replacement (NRER) | Furnace/Kiln/Oven | OVEN | DIRECT FIRED BAND | PRE-HEATING | 401 | 14 | 192 | 14 | 1
Nonresidential Equipment Replacement (NRER) | Furnace/Kiln/Oven | OVEN | DIRECT FIRED BAND | PREHEAT DIES | 401 | 14 | 275 | 14 | 1
Nonresidential Equipment Replacement (NRER) | Furnace/Kiln/Oven | OVEN | DIRECT FIRED BAND | REFINISHING | 401 | 14 | 579 | 14 | 1
Nonresidential Equipment Replacement (NRER) | Furnace/Kiln/Oven | OVEN | DIRECT FIRED BAND | RESEARCH OR TESTING | 401 | 14 | 431 | 14 | 1
Nonresidential Equipment Replacement (NRER) | Furnace/Kiln/Oven | OVEN | DIRECT FIRED BAND | SMOKING FOOD PROD. | 401 | 14 | 572 | 14 | 1
Nonresidential Equipment Replacement (NRER) | Furnace/Kiln/Oven | OVEN | DIRECT FIRED BAND | SOLUTION HT. TRT.ALM | 401 | 14 | 573 | 14 | 1
Nonresidential Equipment Replacement (NRER) | Furnace/Kiln/Oven | OVEN | DIRECT FIRED BAND | SOLUTION HT. TRT.MAG | 401 | 14 | 574 | 14 | 1
Nonresidential Equipment Replacement (NRER) | Furnace/Kiln/Oven | OVEN | DUTCH | AGE HARD. OF MAGNE. | 403 | 14 | 551 | 14 | 1
Nonresidential Equipment Replacement (NRER) | Furnace/Kiln/Oven | OVEN | DUTCH | AGE HARDENING ALUMN | 403 | 14 | 550 | 14 | 1
Nonresidential Equipment Replacement (NRER) | Furnace/Kiln/Oven | OVEN | DUTCH | BAKING LACQUER | 403 | 14 | 562 | 14 | 1
Nonresidential Equipment Replacement (NRER) | Furnace/Kiln/Oven | OVEN | DUTCH | BAKING PAINT | 403 | 14 | 563 | 14 | 1
Nonresidential Equipment Replacement (NRER) | Furnace/Kiln/Oven | OVEN | DUTCH | BAKING ROLLS | 403 | 14 | 575 | 14 | 1
Nonresidential Equipment Replacement (NRER) | Furnace/Kiln/Oven | OVEN | DUTCH | BAKING SHELLAC | 403 | 14 | 564 | 14 | 1
Nonresidential Equipment Replacement (NRER) | Furnace/Kiln/Oven | OVEN | DUTCH | BAKING VARNISH | 403 | 14 | 565 | 14 | 1
Nonresidential Equipment Replacement (NRER) | Furnace/Kiln/Oven | OVEN | DUTCH | BAKING-BREAD | 403 | 14 | 552 | 14 | 1
Nonresidential Equipment Replacement (NRER) | Furnace/Kiln/Oven | OVEN | DUTCH | BAKING-BUNNS | 403 | 14 | 553 | 14 | 1
Nonresidential Equipment Replacement (NRER) | Furnace/Kiln/Oven | OVEN | DUTCH | BAKING-CAKE | 403 | 14 | 554 | 14 | 1
Nonresidential Equipment Replacement (NRER) | Furnace/Kiln/Oven | OVEN | DUTCH | BAKING-COOKIES | 403 | 14 | 555 | 14 | 1
Nonresidential Equipment Replacement (NRER) | Furnace/Kiln/Oven | OVEN | DUTCH | BAKING-CORES | 403 | 14 | 560 | 14 | 1
Nonresidential Equipment Replacement (NRER) | Furnace/Kiln/Oven | OVEN | DUTCH | BAKING-CRACKERS | 403 | 14 | 556 | 14 | 1
Nonresidential Equipment Replacement (NRER) | Furnace/Kiln/Oven | OVEN | DUTCH | BAKING-FOOD PROD. | 403 | 14 | 561 | 14 | 1
Nonresidential Equipment Replacement (NRER) | Furnace/Kiln/Oven | OVEN | DUTCH | BAKING-MUFFINS | 403 | 14 | 557 | 14 | 1
Nonresidential Equipment Replacement (NRER) | Furnace/Kiln/Oven | OVEN | DUTCH | BAKING-PASTRY | 403 | 14 | 558 | 14 | 1
Nonresidential Equipment Replacement (NRER) | Furnace/Kiln/Oven | OVEN | DUTCH | BAKING-PIE | 403 | 14 | 559 | 14 | 1
Nonresidential Equipment Replacement (NRER) | Furnace/Kiln/Oven | OVEN | DUTCH | BONDING | 403 | 14 | 578 | 14 | 1
Nonresidential Equipment Replacement (NRER) | Furnace/Kiln/Oven | OVEN | DUTCH | BURN OFF | 403 | 14 | 566 | 14 | 1
Nonresidential Equipment Replacement (NRER) | Furnace/Kiln/Oven | OVEN | DUTCH | CURING COATINGS | 403 | 14 | 567 | 14 | 1
Nonresidential Equipment Replacement (NRER) | Furnace/Kiln/Oven | OVEN | DUTCH | CURING MOLDS | 403 | 14 | 568 | 14 | 1
Nonresidential Equipment Replacement (NRER) | Furnace/Kiln/Oven | OVEN | DUTCH | CURING PER. PRES.TEX | 403 | 14 | 569 | 14 | 1
Nonresidential Equipment Replacement (NRER) | Furnace/Kiln/Oven | OVEN | DUTCH | CURING PLASTICS | 403 | 14 | 570 | 14 | 1
Nonresidential Equipment Replacement (NRER) | Furnace/Kiln/Oven | OVEN | DUTCH | CURING PROCESS | 403 | 14 | 571 | 14 | 1
Nonresidential Equipment Replacement (NRER) | Furnace/Kiln/Oven | OVEN | DUTCH | DRYING | 403 | 14 | 270 | 14 | 1
Nonresidential Equipment Replacement (NRER) | Furnace/Kiln/Oven | OVEN | DUTCH | ELEC. FOOD PROC. | 403 | 14 | 576 | 14 | 1
Nonresidential Equipment Replacement (NRER) | Furnace/Kiln/Oven | OVEN | DUTCH | FOOD PREPARATION | 403 | 14 | 436 | 14 | 1
Nonresidential Equipment Replacement (NRER) | Furnace/Kiln/Oven | OVEN | DUTCH | FORMING PLASTICS | 403 | 14 | 577 | 14 | 1
Nonresidential Equipment Replacement (NRER) | Furnace/Kiln/Oven | OVEN | DUTCH | MFG KNIT FABRIC | 403 | 14 | 124 | 14 | 1
Nonresidential Equipment Replacement (NRER) | Furnace/Kiln/Oven | OVEN | DUTCH | PRE-HEATING | 403 | 14 | 192 | 14 | 1
Nonresidential Equipment Replacement (NRER) | Furnace/Kiln/Oven | OVEN | DUTCH | PREHEAT DIES | 403 | 14 | 275 | 14 | 1
Nonresidential Equipment Replacement (NRER) | Furnace/Kiln/Oven | OVEN | DUTCH | REFINISHING | 403 | 14 | 579 | 14 | 1
Nonresidential Equipment Replacement (NRER) | Furnace/Kiln/Oven | OVEN | DUTCH | RESEARCH OR TESTING | 403 | 14 | 431 | 14 | 1
Nonresidential Equipment Replacement (NRER) | Furnace/Kiln/Oven | OVEN | DUTCH | SMOKING FOOD PROD. | 403 | 14 | 572 | 14 | 1
Nonresidential Equipment Replacement (NRER) | Furnace/Kiln/Oven | OVEN | DUTCH | SOLUTION HT. TRT.ALM | 403 | 14 | 573 | 14 | 1
Nonresidential Equipment Replacement (NRER) | Furnace/Kiln/Oven | OVEN | DUTCH | SOLUTION HT. TRT.MAG | 403 | 14 | 574 | 14 | 1
Nonresidential Equipment Replacement (NRER) | Furnace/Kiln/Oven | OVEN | INDIRECT FIRED | PRE-HEATING | 404 | 14 | 192 | 14 | 1
Nonresidential Equipment Replacement (NRER) | Furnace/Kiln/Oven | OVEN | INDIRECT FIRED | PREHEAT DIES | 404 | 14 | 275 | 14 | 1
Nonresidential Equipment Replacement (NRER) | Furnace/Kiln/Oven | OVEN | INDIRECT FIRED | REFINISHING | 404 | 14 | 579 | 14 | 1
Nonresidential Equipment Replacement (NRER) | Furnace/Kiln/Oven | OVEN | INDIRECT FIRED | RESEARCH OR TESTING | 404 | 14 | 431 | 14 | 1
Nonresidential Equipment Replacement (NRER) | Furnace/Kiln/Oven | OVEN | INDIRECT FIRED | SMOKING FOOD PROD. | 404 | 14 | 572 | 14 | 1
Nonresidential Equipment Replacement (NRER) | Furnace/Kiln/Oven | OVEN | INDIRECT FIRED | SOLUTION HT. TRT.ALM | 404 | 14 | 573 | 14 | 1
Nonresidential Equipment Replacement (NRER) | Furnace/Kiln/Oven | OVEN | INDIRECT FIRED | SOLUTION HT. TRT.MAG | 404 | 14 | 574 | 14 | 1
Nonresidential Equipment Replacement (NRER) | Furnace/Kiln/Oven | OVEN | INDIRECT FIRED-CONT. | AGE HARD. OF MAGNE. | 405 | 14 | 551 | 14 | 1
Nonresidential Equipment Replacement (NRER) | Furnace/Kiln/Oven | OVEN | INDIRECT FIRED-CONT. | AGE HARDENING ALUMN | 405 | 14 | 550 | 14 | 1
Nonresidential Equipment Replacement (NRER) | Furnace/Kiln/Oven | OVEN | INDIRECT FIRED-CONT. | BAKING LACQUER | 405 | 14 | 562 | 14 | 1
Nonresidential Equipment Replacement (NRER) | Furnace/Kiln/Oven | OVEN | INDIRECT FIRED-CONT. | BAKING PAINT | 405 | 14 | 563 | 14 | 1
Nonresidential Equipment Replacement (NRER) | Furnace/Kiln/Oven | OVEN | INDIRECT FIRED-CONT. | BAKING ROLLS | 405 | 14 | 575 | 14 | 1
Nonresidential Equipment Replacement (NRER) | Furnace/Kiln/Oven | OVEN | INDIRECT FIRED-CONT. | BAKING SHELLAC | 405 | 14 | 564 | 14 | 1
Nonresidential Equipment Replacement (NRER) | Furnace/Kiln/Oven | OVEN | INDIRECT FIRED-CONT. | BAKING VARNISH | 405 | 14 | 565 | 14 | 1
Nonresidential Equipment Replacement (NRER) | Furnace/Kiln/Oven | OVEN | INDIRECT FIRED-CONT. | BAKING-BREAD | 405 | 14 | 552 | 14 | 1
Nonresidential Equipment Replacement (NRER) | Furnace/Kiln/Oven | OVEN | INDIRECT FIRED-CONT. | BAKING-BUNNS | 405 | 14 | 553 | 14 | 1
Nonresidential Equipment Replacement (NRER) | Furnace/Kiln/Oven | OVEN | INDIRECT FIRED-CONT. | BAKING-CAKE | 405 | 14 | 554 | 14 | 1
Nonresidential Equipment Replacement (NRER) | Furnace/Kiln/Oven | OVEN | INDIRECT FIRED-CONT. | BAKING-COOKIES | 405 | 14 | 555 | 14 | 1
Nonresidential Equipment Replacement (NRER) | Furnace/Kiln/Oven | OVEN | INDIRECT FIRED-CONT. | BAKING-CORES | 405 | 14 | 560 | 14 | 1
Nonresidential Equipment Replacement (NRER) | Furnace/Kiln/Oven | OVEN | INDIRECT FIRED-CONT. | BAKING-CRACKERS | 405 | 14 | 556 | 14 | 1
Nonresidential Equipment Replacement (NRER) | Furnace/Kiln/Oven | OVEN | INDIRECT FIRED-CONT. | BAKING-FOOD PROD. | 405 | 14 | 561 | 14 | 1
Nonresidential Equipment Replacement (NRER) | Furnace/Kiln/Oven | OVEN | INDIRECT FIRED-CONT. | BAKING-MUFFINS | 405 | 14 | 557 | 14 | 1
Nonresidential Equipment Replacement (NRER) | Furnace/Kiln/Oven | OVEN | INDIRECT FIRED-CONT. | BAKING-PASTRY | 405 | 14 | 558 | 14 | 1
Nonresidential Equipment Replacement (NRER) | Furnace/Kiln/Oven | OVEN | INDIRECT FIRED-CONT. | BAKING-PIE | 405 | 14 | 559 | 14 | 1
Nonresidential Equipment Replacement (NRER) | Furnace/Kiln/Oven | OVEN | INDIRECT FIRED-CONT. | BONDING | 405 | 14 | 578 | 14 | 1
Nonresidential Equipment Replacement (NRER) | Furnace/Kiln/Oven | OVEN | INDIRECT FIRED-CONT. | BURN OFF | 405 | 14 | 566 | 14 | 1
Nonresidential Equipment Replacement (NRER) | Furnace/Kiln/Oven | OVEN | INDIRECT FIRED-CONT. | CURING COATINGS | 405 | 14 | 567 | 14 | 1
Nonresidential Equipment Replacement (NRER) | Furnace/Kiln/Oven | OVEN | INDIRECT FIRED-CONT. | CURING MOLDS | 405 | 14 | 568 | 14 | 1
Nonresidential Equipment Replacement (NRER) | Furnace/Kiln/Oven | OVEN | INDIRECT FIRED-CONT. | CURING PER. PRES.TEX | 405 | 14 | 569 | 14 | 1
Nonresidential Equipment Replacement (NRER) | Furnace/Kiln/Oven | OVEN | INDIRECT FIRED-CONT. | CURING PLASTICS | 405 | 14 | 570 | 14 | 1
Nonresidential Equipment Replacement (NRER) | Furnace/Kiln/Oven | OVEN | INDIRECT FIRED-CONT. | CURING PROCESS | 405 | 14 | 571 | 14 | 1
Nonresidential Equipment Replacement (NRER) | Furnace/Kiln/Oven | OVEN | INDIRECT FIRED-CONT. | DRYING | 405 | 14 | 270 | 14 | 1
Nonresidential Equipment Replacement (NRER) | Furnace/Kiln/Oven | OVEN | INDIRECT FIRED-CONT. | ELEC. FOOD PROC. | 405 | 14 | 576 | 14 | 1
Nonresidential Equipment Replacement (NRER) | Furnace/Kiln/Oven | OVEN | INDIRECT FIRED-CONT. | FOOD PREPARATION | 405 | 14 | 436 | 14 | 1
Nonresidential Equipment Replacement (NRER) | Furnace/Kiln/Oven | OVEN | INDIRECT FIRED-CONT. | FORMING PLASTICS | 405 | 14 | 577 | 14 | 1
Nonresidential Equipment Replacement (NRER) | Furnace/Kiln/Oven | OVEN | INDIRECT FIRED-CONT. | MFG KNIT FABRIC | 405 | 14 | 124 | 14 | 1
Nonresidential Equipment Replacement (NRER) | Furnace/Kiln/Oven | OVEN | INDIRECT FIRED-CONT. | PRE-HEATING | 405 | 14 | 192 | 14 | 1
Nonresidential Equipment Replacement (NRER) | Furnace/Kiln/Oven | OVEN | INDIRECT FIRED-CONT. | PREHEAT DIES | 405 | 14 | 275 | 14 | 1
Nonresidential Equipment Replacement (NRER) | Furnace/Kiln/Oven | OVEN | INDIRECT FIRED-CONT. | REFINISHING | 405 | 14 | 579 | 14 | 1
Nonresidential Equipment Replacement (NRER) | Furnace/Kiln/Oven | OVEN | INDIRECT FIRED-CONT. | RESEARCH OR TESTING | 405 | 14 | 431 | 14 | 1
Nonresidential Equipment Replacement (NRER) | Furnace/Kiln/Oven | OVEN | INDIRECT FIRED-CONT. | SMOKING FOOD PROD. | 405 | 14 | 572 | 14 | 1
Nonresidential Equipment Replacement (NRER) | Furnace/Kiln/Oven | OVEN | INDIRECT FIRED-CONT. | SOLUTION HT. TRT.ALM | 405 | 14 | 573 | 14 | 1
Nonresidential Equipment Replacement (NRER) | Furnace/Kiln/Oven | OVEN | INDIRECT FIRED-CONT. | SOLUTION HT. TRT.MAG | 405 | 14 | 574 | 14 | 1
Nonresidential Equipment Replacement (NRER) | Furnace/Kiln/Oven | OVEN | RADIANT TUBE | PRE-HEATING | 406 | 14 | 192 | 14 | 1
Nonresidential Equipment Replacement (NRER) | Furnace/Kiln/Oven | OVEN | RADIANT TUBE | PREHEAT DIES | 406 | 14 | 275 | 14 | 1
Nonresidential Equipment Replacement (NRER) | Furnace/Kiln/Oven | OVEN | RADIANT TUBE | REFINISHING | 406 | 14 | 579 | 14 | 1
Nonresidential Equipment Replacement (NRER) | Furnace/Kiln/Oven | OVEN | RADIANT TUBE | RESEARCH OR TESTING | 406 | 14 | 431 | 14 | 1
Nonresidential Equipment Replacement (NRER) | Furnace/Kiln/Oven | OVEN | RADIANT TUBE | SMOKING FOOD PROD. | 406 | 14 | 572 | 14 | 1
Nonresidential Equipment Replacement (NRER) | Furnace/Kiln/Oven | OVEN | RADIANT TUBE | SOLUTION HT. TRT.ALM | 406 | 14 | 573 | 14 | 1
Nonresidential Equipment Replacement (NRER) | Furnace/Kiln/Oven | OVEN | RADIANT TUBE | SOLUTION HT. TRT.MAG | 406 | 14 | 574 | 14 | 1
Nonresidential Equipment Replacement (NRER) | Furnace/Kiln/Oven | OVEN | REVOLVING TRAY | AGE HARD. OF MAGNE. | 407 | 14 | 551 | 14 | 1
Nonresidential Equipment Replacement (NRER) | Furnace/Kiln/Oven | OVEN | REVOLVING TRAY | AGE HARDENING ALUMN | 407 | 14 | 550 | 14 | 1
Nonresidential Equipment Replacement (NRER) | Furnace/Kiln/Oven | OVEN | REVOLVING TRAY | BAKING LACQUER | 407 | 14 | 562 | 14 | 1
Nonresidential Equipment Replacement (NRER) | Furnace/Kiln/Oven | OVEN | REVOLVING TRAY | BAKING PAINT | 407 | 14 | 563 | 14 | 1
Nonresidential Equipment Replacement (NRER) | Furnace/Kiln/Oven | OVEN | REVOLVING TRAY | BAKING ROLLS | 407 | 14 | 575 | 14 | 1
Nonresidential Equipment Replacement (NRER) | Furnace/Kiln/Oven | OVEN | REVOLVING TRAY | BAKING SHELLAC | 407 | 14 | 564 | 14 | 1
Nonresidential Equipment Replacement (NRER) | Furnace/Kiln/Oven | OVEN | REVOLVING TRAY | BAKING VARNISH | 407 | 14 | 565 | 14 | 1
Nonresidential Equipment Replacement (NRER) | Furnace/Kiln/Oven | OVEN | REVOLVING TRAY | BAKING-BREAD | 407 | 14 | 552 | 14 | 1
Nonresidential Equipment Replacement (NRER) | Furnace/Kiln/Oven | OVEN | REVOLVING TRAY | BAKING-BUNNS | 407 | 14 | 553 | 14 | 1
Nonresidential Equipment Replacement (NRER) | Furnace/Kiln/Oven | OVEN | REVOLVING TRAY | BAKING-CAKE | 407 | 14 | 554 | 14 | 1
Nonresidential Equipment Replacement (NRER) | Furnace/Kiln/Oven | OVEN | REVOLVING TRAY | BAKING-COOKIES | 407 | 14 | 555 | 14 | 1
Nonresidential Equipment Replacement (NRER) | Furnace/Kiln/Oven | OVEN | REVOLVING TRAY | BAKING-CORES | 407 | 14 | 560 | 14 | 1
Nonresidential Equipment Replacement (NRER) | Furnace/Kiln/Oven | OVEN | REVOLVING TRAY | BAKING-CRACKERS | 407 | 14 | 556 | 14 | 1
Nonresidential Equipment Replacement (NRER) | Furnace/Kiln/Oven | OVEN | REVOLVING TRAY | BAKING-FOOD PROD. | 407 | 14 | 561 | 14 | 1
Nonresidential Equipment Replacement (NRER) | Furnace/Kiln/Oven | OVEN | REVOLVING TRAY | BAKING-MUFFINS | 407 | 14 | 557 | 14 | 1
Nonresidential Equipment Replacement (NRER) | Furnace/Kiln/Oven | OVEN | REVOLVING TRAY | BAKING-PASTRY | 407 | 14 | 558 | 14 | 1
Nonresidential Equipment Replacement (NRER) | Furnace/Kiln/Oven | OVEN | REVOLVING TRAY | BAKING-PIE | 407 | 14 | 559 | 14 | 1
Nonresidential Equipment Replacement (NRER) | Furnace/Kiln/Oven | OVEN | REVOLVING TRAY | BONDING | 407 | 14 | 578 | 14 | 1
Nonresidential Equipment Replacement (NRER) | Furnace/Kiln/Oven | OVEN | REVOLVING TRAY | BURN OFF | 407 | 14 | 566 | 14 | 1
Nonresidential Equipment Replacement (NRER) | Furnace/Kiln/Oven | OVEN | REVOLVING TRAY | CURING COATINGS | 407 | 14 | 567 | 14 | 1
Nonresidential Equipment Replacement (NRER) | Furnace/Kiln/Oven | OVEN | REVOLVING TRAY | CURING MOLDS | 407 | 14 | 568 | 14 | 1
Nonresidential Equipment Replacement (NRER) | Furnace/Kiln/Oven | OVEN | REVOLVING TRAY | CURING PER. PRES.TEX | 407 | 14 | 569 | 14 | 1
Nonresidential Equipment Replacement (NRER) | Furnace/Kiln/Oven | OVEN | REVOLVING TRAY | CURING PLASTICS | 407 | 14 | 570 | 14 | 1
Nonresidential Equipment Replacement (NRER) | Furnace/Kiln/Oven | OVEN | REVOLVING TRAY | CURING PROCESS | 407 | 14 | 571 | 14 | 1
Nonresidential Equipment Replacement (NRER) | Furnace/Kiln/Oven | OVEN | REVOLVING TRAY | DRYING | 407 | 14 | 270 | 14 | 1
Nonresidential Equipment Replacement (NRER) | Furnace/Kiln/Oven | OVEN | REVOLVING TRAY | ELEC. FOOD PROC. | 407 | 14 | 576 | 14 | 1
Nonresidential Equipment Replacement (NRER) | Furnace/Kiln/Oven | OVEN | REVOLVING TRAY | FOOD PREPARATION | 407 | 14 | 436 | 14 | 1
Nonresidential Equipment Replacement (NRER) | Furnace/Kiln/Oven | OVEN | REVOLVING TRAY | FORMING PLASTICS | 407 | 14 | 577 | 14 | 1
Nonresidential Equipment Replacement (NRER) | Furnace/Kiln/Oven | OVEN | REVOLVING TRAY | MFG KNIT FABRIC | 407 | 14 | 124 | 14 | 1
Nonresidential Equipment Replacement (NRER) | Furnace/Kiln/Oven | OVEN | REVOLVING TRAY | PRE-HEATING | 407 | 14 | 192 | 14 | 1
Nonresidential Equipment Replacement (NRER) | Furnace/Kiln/Oven | OVEN | REVOLVING TRAY | PREHEAT DIES | 407 | 14 | 275 | 14 | 1
Nonresidential Equipment Replacement (NRER) | Furnace/Kiln/Oven | OVEN | REVOLVING TRAY | REFINISHING | 407 | 14 | 579 | 14 | 1
Nonresidential Equipment Replacement (NRER) | Furnace/Kiln/Oven | OVEN | REVOLVING TRAY | RESEARCH OR TESTING | 407 | 14 | 431 | 14 | 1
Nonresidential Equipment Replacement (NRER) | Furnace/Kiln/Oven | OVEN | REVOLVING TRAY | SMOKING FOOD PROD. | 407 | 14 | 572 | 14 | 1
Nonresidential Equipment Replacement (NRER) | Furnace/Kiln/Oven | OVEN | REVOLVING TRAY | SOLUTION HT. TRT.ALM | 407 | 14 | 573 | 14 | 1
Nonresidential Equipment Replacement (NRER) | Furnace/Kiln/Oven | OVEN | REVOLVING TRAY | SOLUTION HT. TRT.MAG | 407 | 14 | 574 | 14 | 1
Nonresidential Equipment Replacement (NRER) | Furnace/Kiln/Oven | OVEN | SMOKE HOUSE | AGE HARD. OF MAGNE. | 408 | 14 | 551 | 14 | 1
Nonresidential Equipment Replacement (NRER) | Furnace/Kiln/Oven | OVEN | SMOKE HOUSE | AGE HARDENING ALUMN | 408 | 14 | 550 | 14 | 1
Nonresidential Equipment Replacement (NRER) | Furnace/Kiln/Oven | OVEN | SMOKE HOUSE | BAKING LACQUER | 408 | 14 | 562 | 14 | 1
Nonresidential Equipment Replacement (NRER) | Furnace/Kiln/Oven | OVEN | SMOKE HOUSE | BAKING PAINT | 408 | 14 | 563 | 14 | 1
Nonresidential Equipment Replacement (NRER) | Furnace/Kiln/Oven | OVEN | SMOKE HOUSE | BAKING ROLLS | 408 | 14 | 575 | 14 | 1
Nonresidential Equipment Replacement (NRER) | Furnace/Kiln/Oven | OVEN | SMOKE HOUSE | BAKING SHELLAC | 408 | 14 | 564 | 14 | 1
Nonresidential Equipment Replacement (NRER) | Furnace/Kiln/Oven | OVEN | SMOKE HOUSE | BAKING VARNISH | 408 | 14 | 565 | 14 | 1
Nonresidential Equipment Replacement (NRER) | Furnace/Kiln/Oven | OVEN | SMOKE HOUSE | BAKING-BREAD | 408 | 14 | 552 | 14 | 1
Nonresidential Equipment Replacement (NRER) | Furnace/Kiln/Oven | OVEN | SMOKE HOUSE | BAKING-BUNNS | 408 | 14 | 553 | 14 | 1
Nonresidential Equipment Replacement (NRER) | Furnace/Kiln/Oven | OVEN | SMOKE HOUSE | BAKING-CAKE | 408 | 14 | 554 | 14 | 1
Nonresidential Equipment Replacement (NRER) | Furnace/Kiln/Oven | OVEN | SMOKE HOUSE | BAKING-COOKIES | 408 | 14 | 555 | 14 | 1
Nonresidential Equipment Replacement (NRER) | Furnace/Kiln/Oven | OVEN | SMOKE HOUSE | BAKING-CORES | 408 | 14 | 560 | 14 | 1
Nonresidential Equipment Replacement (NRER) | Furnace/Kiln/Oven | OVEN | SMOKE HOUSE | BAKING-CRACKERS | 408 | 14 | 556 | 14 | 1
Nonresidential Equipment Replacement (NRER) | Furnace/Kiln/Oven | OVEN | SMOKE HOUSE | BAKING-FOOD PROD. | 408 | 14 | 561 | 14 | 1
Nonresidential Equipment Replacement (NRER) | Furnace/Kiln/Oven | OVEN | SMOKE HOUSE | BAKING-MUFFINS | 408 | 14 | 557 | 14 | 1
Nonresidential Equipment Replacement (NRER) | Furnace/Kiln/Oven | OVEN | SMOKE HOUSE | BAKING-PASTRY | 408 | 14 | 558 | 14 | 1
Nonresidential Equipment Replacement (NRER) | Furnace/Kiln/Oven | OVEN | SMOKE HOUSE | BAKING-PIE | 408 | 14 | 559 | 14 | 1
Nonresidential Equipment Replacement (NRER) | Furnace/Kiln/Oven | OVEN | SMOKE HOUSE | BONDING | 408 | 14 | 578 | 14 | 1
Nonresidential Equipment Replacement (NRER) | Furnace/Kiln/Oven | OVEN | SMOKE HOUSE | BURN OFF | 408 | 14 | 566 | 14 | 1
Nonresidential Equipment Replacement (NRER) | Furnace/Kiln/Oven | OVEN | SMOKE HOUSE | CURING COATINGS | 408 | 14 | 567 | 14 | 1
Nonresidential Equipment Replacement (NRER) | Furnace/Kiln/Oven | OVEN | SMOKE HOUSE | CURING MOLDS | 408 | 14 | 568 | 14 | 1
Nonresidential Equipment Replacement (NRER) | Furnace/Kiln/Oven | OVEN | SMOKE HOUSE | CURING PER. PRES.TEX | 408 | 14 | 569 | 14 | 1
Nonresidential Equipment Replacement (NRER) | Furnace/Kiln/Oven | OVEN | SMOKE HOUSE | CURING PLASTICS | 408 | 14 | 570 | 14 | 1
Nonresidential Equipment Replacement (NRER) | Furnace/Kiln/Oven | OVEN | SMOKE HOUSE | CURING PROCESS | 408 | 14 | 571 | 14 | 1
Nonresidential Equipment Replacement (NRER) | Furnace/Kiln/Oven | OVEN | SMOKE HOUSE | DRYING | 408 | 14 | 270 | 14 | 1
Nonresidential Equipment Replacement (NRER) | Furnace/Kiln/Oven | OVEN | SMOKE HOUSE | ELEC. FOOD PROC. | 408 | 14 | 576 | 14 | 1
Nonresidential Equipment Replacement (NRER) | Furnace/Kiln/Oven | OVEN | SMOKE HOUSE | FOOD PREPARATION | 408 | 14 | 436 | 14 | 1
Nonresidential Equipment Replacement (NRER) | Furnace/Kiln/Oven | OVEN | SMOKE HOUSE | FORMING PLASTICS | 408 | 14 | 577 | 14 | 1
Nonresidential Equipment Replacement (NRER) | Furnace/Kiln/Oven | OVEN | SMOKE HOUSE | MFG KNIT FABRIC | 408 | 14 | 124 | 14 | 1
Nonresidential Equipment Replacement (NRER) | Furnace/Kiln/Oven | OVEN | SMOKE HOUSE | PRE-HEATING | 408 | 14 | 192 | 14 | 1
Nonresidential Equipment Replacement (NRER) | Furnace/Kiln/Oven | OVEN | SMOKE HOUSE | PREHEAT DIES | 408 | 14 | 275 | 14 | 1
Nonresidential Equipment Replacement (NRER) | Furnace/Kiln/Oven | OVEN | SMOKE HOUSE | REFINISHING | 408 | 14 | 579 | 14 | 1
Nonresidential Equipment Replacement (NRER) | Furnace/Kiln/Oven | OVEN | SMOKE HOUSE | RESEARCH OR TESTING | 408 | 14 | 431 | 14 | 1
Nonresidential Equipment Replacement (NRER) | Furnace/Kiln/Oven | OVEN | SMOKE HOUSE | SMOKING FOOD PROD. | 408 | 14 | 572 | 14 | 1
Nonresidential Equipment Replacement (NRER) | Furnace/Kiln/Oven | OVEN | SMOKE HOUSE | SOLUTION HT. TRT.ALM | 408 | 14 | 573 | 14 | 1
Nonresidential Equipment Replacement (NRER) | Furnace/Kiln/Oven | OVEN | SMOKE HOUSE | SOLUTION HT. TRT.MAG | 408 | 14 | 574 | 14 | 1
Nonresidential Equipment Replacement (NRER) | Miscellaneous Replacement | AIR CONDITIONING | Dir Fire Dbl Absorp | A/C HUMAN COMFORT | 30 | 2 | 50 | 14 | 1
Nonresidential Equipment Replacement (NRER) | Miscellaneous Replacement | AIR CONDITIONING | Dir Fire Dbl Absorp | COOL-HEAT HUM.COM.-G | 30 | 2 | 5 | 14 | 1
Nonresidential Equipment Replacement (NRER) | Miscellaneous Replacement | AIR CONDITIONING | Dir Fire Dbl Absorp | ELEC-COOL GAS-HEAT | 30 | 2 | 16 | 14 | 1
Nonresidential Equipment Replacement (NRER) | Miscellaneous Replacement | AIR CONDITIONING | Dir Fire Dbl Absorp | HOMEMADE | 30 | 2 | 999 | 14 | 1
Nonresidential Equipment Replacement (NRER) | Miscellaneous Replacement | AIR CONDITIONING | Dir Fire Dbl Absorp | OTHER | 30 | 2 | 1 | 14 | 1
Nonresidential Equipment Replacement (NRER) | Miscellaneous Replacement | AIR CONDITIONING | Dir Fire Dbl Absorp | PLANT AIR COND. | 30 | 2 | 6 | 14 | 1
Nonresidential Equipment Replacement (NRER) | Miscellaneous Replacement | AIR CONDITIONING | Dir Fire Dbl Absorp | PROCESS COOLING GAS | 30 | 2 | 3 | 14 | 1
Nonresidential Equipment Replacement (NRER) | Miscellaneous Replacement | AIR CONDITIONING | Dir Fire Dbl Absorp | SPACE COND - GAS | 30 | 2 | 4 | 14 | 1
Nonresidential Equipment Replacement (NRER) | Miscellaneous Replacement | AIR CONDITIONING | STM FIRE DBL ABSORP | A/C HUMAN COMFORT | 31 | 2 | 50 | 14 | 1
Nonresidential Equipment Replacement (NRER) | Miscellaneous Replacement | AIR CONDITIONING | STM FIRE DBL ABSORP | COOL-HEAT HUM.COM.-G | 31 | 2 | 5 | 14 | 1
Nonresidential Equipment Replacement (NRER) | Miscellaneous Replacement | AIR CONDITIONING | STM FIRE DBL ABSORP | ELEC-COOL GAS-HEAT | 31 | 2 | 16 | 14 | 1
Nonresidential Equipment Replacement (NRER) | Miscellaneous Replacement | AIR CONDITIONING | STM FIRE DBL ABSORP | HOMEMADE | 31 | 2 | 999 | 14 | 1
Nonresidential Equipment Replacement (NRER) | Miscellaneous Replacement | AIR CONDITIONING | STM FIRE DBL ABSORP | OTHER | 31 | 2 | 1 | 14 | 1
Nonresidential Equipment Replacement (NRER) | Miscellaneous Replacement | AIR CONDITIONING | STM FIRE DBL ABSORP | PLANT AIR COND. | 31 | 2 | 6 | 14 | 1
Nonresidential Equipment Replacement (NRER) | Miscellaneous Replacement | AIR CONDITIONING | STM FIRE DBL ABSORP | PROCESS COOLING GAS | 31 | 2 | 3 | 14 | 1
Nonresidential Equipment Replacement (NRER) | Miscellaneous Replacement | AIR CONDITIONING | STM FIRE DBL ABSORP | SPACE COND - GAS | 31 | 2 | 4 | 14 | 1
Nonresidential Equipment Replacement (NRER) | Miscellaneous Replacement | ATMOSPHERIC GENERATR | Dissoc.of Ammonia |  | 20 | 3 | 0 | 14 | 1
Nonresidential Equipment Replacement (NRER) | Miscellaneous Replacement | ATMOSPHERIC GENERATR | Endothermic |  | 21 | 3 | 0 | 14 | 1
Nonresidential Equipment Replacement (NRER) | Miscellaneous Replacement | ATMOSPHERIC GENERATR | Endothermic | ATMOS. GENERATION | 21 | 3 | 20 | 14 | 1
Nonresidential Equipment Replacement (NRER) | Miscellaneous Replacement | ATMOSPHERIC GENERATR | Endothermic | PRO.ATMOS HEAT TREAT | 21 | 3 | 26 | 14 | 1
Nonresidential Equipment Replacement (NRER) | Miscellaneous Replacement | ATMOSPHERIC GENERATR | Endothermic | PRO.ATMOS.BRT.ANNEAL | 21 | 3 | 21 | 14 | 1
Nonresidential Equipment Replacement (NRER) | Miscellaneous Replacement | ATMOSPHERIC GENERATR | Endothermic | PRO.ATMOS.CER.PROCES | 21 | 3 | 22 | 14 | 1
Nonresidential Equipment Replacement (NRER) | Miscellaneous Replacement | ATMOSPHERIC GENERATR | Endothermic | PRO.ATMOS.FOOD PACK. | 21 | 3 | 24 | 14 | 1
Nonresidential Equipment Replacement (NRER) | Miscellaneous Replacement | ATMOSPHERIC GENERATR | Endothermic | PRO.ATMOS.FOOD STRG. | 21 | 3 | 25 | 14 | 1
Nonresidential Equipment Replacement (NRER) | Miscellaneous Replacement | ATMOSPHERIC GENERATR | Exothermic |  | 22 | 3 | 0 | 14 | 1
Nonresidential Equipment Replacement (NRER) | Miscellaneous Replacement | ATMOSPHERIC GENERATR | Exothermic | ATMOS. GENERATION | 22 | 3 | 20 | 14 | 1
Nonresidential Equipment Replacement (NRER) | Miscellaneous Replacement | ATMOSPHERIC GENERATR | Exothermic | PRO.ATMOS HEAT TREAT | 22 | 3 | 26 | 14 | 1
Nonresidential Equipment Replacement (NRER) | Miscellaneous Replacement | ATMOSPHERIC GENERATR | Exothermic | PRO.ATMOS.BRT.ANNEAL | 22 | 3 | 21 | 14 | 1
Nonresidential Equipment Replacement (NRER) | Miscellaneous Replacement | ATMOSPHERIC GENERATR | Exothermic | PRO.ATMOS.CER.PROCES | 22 | 3 | 22 | 14 | 1
Nonresidential Equipment Replacement (NRER) | Miscellaneous Replacement | ATMOSPHERIC GENERATR | Exothermic | PRO.ATMOS.FOOD PACK. | 22 | 3 | 24 | 14 | 1
Nonresidential Equipment Replacement (NRER) | Miscellaneous Replacement | ATMOSPHERIC GENERATR | Exothermic | PRO.ATMOS.FOOD STRG. | 22 | 3 | 25 | 14 | 1
Nonresidential Equipment Replacement (NRER) | Miscellaneous Replacement | DRYER | COIN-OP | LAUNDRY DRYING | 1065 | 5 | 116 | 14 | 1
Nonresidential Equipment Replacement (NRER) | Miscellaneous Replacement | DRYER | FLUID BED | BIOFLAVENOIDS | 70 | 5 | 122 | 14 | 1
Nonresidential Equipment Replacement (NRER) | Miscellaneous Replacement | DRYER | FLUID BED | CARPET DRYING | 70 | 5 | 100 | 14 | 1
Nonresidential Equipment Replacement (NRER) | Miscellaneous Replacement | DRYER | FLUID BED | DEHYDR.FOOD PRODUCTS | 70 | 5 | 102 | 14 | 1
Nonresidential Equipment Replacement (NRER) | Miscellaneous Replacement | DRYER | FLUID BED | DEHYDRATING FEED | 70 | 5 | 101 | 14 | 1
Nonresidential Equipment Replacement (NRER) | Miscellaneous Replacement | DRYER | FLUID BED | DEHYDRATING FRUIT | 70 | 5 | 103 | 14 | 1
Nonresidential Equipment Replacement (NRER) | Miscellaneous Replacement | DRYER | FLUID BED | DEHYDRATING MILK | 70 | 5 | 104 | 14 | 1
Nonresidential Equipment Replacement (NRER) | Miscellaneous Replacement | DRYER | FLUID BED | DEHYDRATING NUTS | 70 | 5 | 105 | 14 | 1
Nonresidential Equipment Replacement (NRER) | Miscellaneous Replacement | DRYER | FLUID BED | DEHYDRATING VEGS. | 70 | 5 | 106 | 14 | 1
Nonresidential Equipment Replacement (NRER) | Miscellaneous Replacement | DRYER | FLUID BED | DRYING AGGREGATE | 70 | 5 | 107 | 14 | 1
Nonresidential Equipment Replacement (NRER) | Miscellaneous Replacement | DRYER | FLUID BED | DRYING CATALYSTS | 70 | 5 | 108 | 14 | 1
Nonresidential Equipment Replacement (NRER) | Miscellaneous Replacement | DRYER | FLUID BED | DRYING CERAMIC MOLDS | 70 | 5 | 109 | 14 | 1
Nonresidential Equipment Replacement (NRER) | Miscellaneous Replacement | DRYER | FLUID BED | DRYING CHEM.TEXTAL. | 70 | 5 | 111 | 14 | 1
Nonresidential Equipment Replacement (NRER) | Miscellaneous Replacement | DRYER | FLUID BED | DRYING CONCRETE BLKS | 70 | 5 | 110 | 14 | 1
Nonresidential Equipment Replacement (NRER) | Miscellaneous Replacement | DRYER | FLUID BED | DRYING COTTON | 70 | 5 | 121 | 14 | 1
Nonresidential Equipment Replacement (NRER) | Miscellaneous Replacement | DRYER | FLUID BED | DRYING GREEN CERAMIC | 70 | 5 | 112 | 14 | 1
Nonresidential Equipment Replacement (NRER) | Miscellaneous Replacement | DRYER | FLUID BED | DRYING METAL CUTTING | 70 | 5 | 113 | 14 | 1
Nonresidential Equipment Replacement (NRER) | Miscellaneous Replacement | DRYER | FLUID BED | DRYING PROCESS | 70 | 5 | 114 | 14 | 1
Nonresidential Equipment Replacement (NRER) | Miscellaneous Replacement | DRYER | FLUID BED | DRYING SAND | 70 | 5 | 115 | 14 | 1
Nonresidential Equipment Replacement (NRER) | Miscellaneous Replacement | DRYER | HOOD | BIOFLAVENOIDS | 71 | 5 | 122 | 14 | 1
Nonresidential Equipment Replacement (NRER) | Miscellaneous Replacement | DRYER | HOOD | CARPET DRYING | 71 | 5 | 100 | 14 | 1
Nonresidential Equipment Replacement (NRER) | Miscellaneous Replacement | DRYER | HOOD | DEHYDR.FOOD PRODUCTS | 71 | 5 | 102 | 14 | 1
Nonresidential Equipment Replacement (NRER) | Miscellaneous Replacement | DRYER | HOOD | DEHYDRATING FEED | 71 | 5 | 101 | 14 | 1
Nonresidential Equipment Replacement (NRER) | Miscellaneous Replacement | DRYER | HOOD | DEHYDRATING FRUIT | 71 | 5 | 103 | 14 | 1
Nonresidential Equipment Replacement (NRER) | Miscellaneous Replacement | DRYER | HOOD | DEHYDRATING MILK | 71 | 5 | 104 | 14 | 1
Nonresidential Equipment Replacement (NRER) | Miscellaneous Replacement | DRYER | HOOD | DEHYDRATING NUTS | 71 | 5 | 105 | 14 | 1
Nonresidential Equipment Replacement (NRER) | Miscellaneous Replacement | DRYER | HOOD | DEHYDRATING VEGS. | 71 | 5 | 106 | 14 | 1
Nonresidential Equipment Replacement (NRER) | Miscellaneous Replacement | DRYER | HOOD | DRYING AGGREGATE | 71 | 5 | 107 | 14 | 1
Nonresidential Equipment Replacement (NRER) | Miscellaneous Replacement | DRYER | HOOD | DRYING CATALYSTS | 71 | 5 | 108 | 14 | 1
Nonresidential Equipment Replacement (NRER) | Miscellaneous Replacement | DRYER | HOOD | DRYING CERAMIC MOLDS | 71 | 5 | 109 | 14 | 1
Nonresidential Equipment Replacement (NRER) | Miscellaneous Replacement | DRYER | HOOD | DRYING CHEM.TEXTAL. | 71 | 5 | 111 | 14 | 1
Nonresidential Equipment Replacement (NRER) | Miscellaneous Replacement | DRYER | HOOD | DRYING CONCRETE BLKS | 71 | 5 | 110 | 14 | 1
Nonresidential Equipment Replacement (NRER) | Miscellaneous Replacement | DRYER | HOOD | DRYING COTTON | 71 | 5 | 121 | 14 | 1
Nonresidential Equipment Replacement (NRER) | Miscellaneous Replacement | DRYER | HOOD | DRYING GREEN CERAMIC | 71 | 5 | 112 | 14 | 1
Nonresidential Equipment Replacement (NRER) | Miscellaneous Replacement | DRYER | HOOD | DRYING METAL CUTTING | 71 | 5 | 113 | 14 | 1
Nonresidential Equipment Replacement (NRER) | Miscellaneous Replacement | DRYER | HOOD | DRYING PROCESS | 71 | 5 | 114 | 14 | 1
Nonresidential Equipment Replacement (NRER) | Miscellaneous Replacement | DRYER | HOOD | DRYING SAND | 71 | 5 | 115 | 14 | 1
Nonresidential Equipment Replacement (NRER) | Miscellaneous Replacement | DRYER | INFRA-RED | BIOFLAVENOIDS | 72 | 5 | 122 | 14 | 1
Nonresidential Equipment Replacement (NRER) | Miscellaneous Replacement | DRYER | INFRA-RED | CARPET DRYING | 72 | 5 | 100 | 14 | 1
Nonresidential Equipment Replacement (NRER) | Miscellaneous Replacement | DRYER | INFRA-RED | DEHYDR.FOOD PRODUCTS | 72 | 5 | 102 | 14 | 1
Nonresidential Equipment Replacement (NRER) | Miscellaneous Replacement | DRYER | INFRA-RED | DEHYDRATING FEED | 72 | 5 | 101 | 14 | 1
Nonresidential Equipment Replacement (NRER) | Miscellaneous Replacement | DRYER | INFRA-RED | DEHYDRATING FRUIT | 72 | 5 | 103 | 14 | 1
Nonresidential Equipment Replacement (NRER) | Miscellaneous Replacement | DRYER | INFRA-RED | DEHYDRATING MILK | 72 | 5 | 104 | 14 | 1
Nonresidential Equipment Replacement (NRER) | Miscellaneous Replacement | DRYER | INFRA-RED | DEHYDRATING NUTS | 72 | 5 | 105 | 14 | 1
Nonresidential Equipment Replacement (NRER) | Miscellaneous Replacement | DRYER | INFRA-RED | DEHYDRATING VEGS. | 72 | 5 | 106 | 14 | 1
Nonresidential Equipment Replacement (NRER) | Miscellaneous Replacement | DRYER | INFRA-RED | DRYING AGGREGATE | 72 | 5 | 107 | 14 | 1
Nonresidential Equipment Replacement (NRER) | Miscellaneous Replacement | DRYER | INFRA-RED | DRYING CATALYSTS | 72 | 5 | 108 | 14 | 1
Nonresidential Equipment Replacement (NRER) | Miscellaneous Replacement | DRYER | INFRA-RED | DRYING CERAMIC MOLDS | 72 | 5 | 109 | 14 | 1
Nonresidential Equipment Replacement (NRER) | Miscellaneous Replacement | DRYER | INFRA-RED | DRYING CHEM.TEXTAL. | 72 | 5 | 111 | 14 | 1
Nonresidential Equipment Replacement (NRER) | Miscellaneous Replacement | DRYER | INFRA-RED | DRYING CONCRETE BLKS | 72 | 5 | 110 | 14 | 1
Nonresidential Equipment Replacement (NRER) | Miscellaneous Replacement | DRYER | INFRA-RED | DRYING COTTON | 72 | 5 | 121 | 14 | 1
Nonresidential Equipment Replacement (NRER) | Miscellaneous Replacement | DRYER | INFRA-RED | DRYING GREEN CERAMIC | 72 | 5 | 112 | 14 | 1
Nonresidential Equipment Replacement (NRER) | Miscellaneous Replacement | DRYER | INFRA-RED | DRYING METAL CUTTING | 72 | 5 | 113 | 14 | 1
Nonresidential Equipment Replacement (NRER) | Miscellaneous Replacement | DRYER | INFRA-RED | DRYING PROCESS | 72 | 5 | 114 | 14 | 1
Nonresidential Equipment Replacement (NRER) | Miscellaneous Replacement | DRYER | INFRA-RED | DRYING SAND | 72 | 5 | 115 | 14 | 1
Nonresidential Equipment Replacement (NRER) | Miscellaneous Replacement | DRYER | OVEN | BIOFLAVENOIDS | 73 | 5 | 122 | 14 | 1
Nonresidential Equipment Replacement (NRER) | Miscellaneous Replacement | DRYER | OVEN | CARPET DRYING | 73 | 5 | 100 | 14 | 1
Nonresidential Equipment Replacement (NRER) | Miscellaneous Replacement | DRYER | OVEN | DEHYDR.FOOD PRODUCTS | 73 | 5 | 102 | 14 | 1
Nonresidential Equipment Replacement (NRER) | Miscellaneous Replacement | DRYER | OVEN | DEHYDRATING FEED | 73 | 5 | 101 | 14 | 1
Nonresidential Equipment Replacement (NRER) | Miscellaneous Replacement | DRYER | OVEN | DEHYDRATING FRUIT | 73 | 5 | 103 | 14 | 1
Nonresidential Equipment Replacement (NRER) | Miscellaneous Replacement | DRYER | OVEN | DEHYDRATING MILK | 73 | 5 | 104 | 14 | 1
Nonresidential Equipment Replacement (NRER) | Miscellaneous Replacement | DRYER | OVEN | DEHYDRATING NUTS | 73 | 5 | 105 | 14 | 1
Nonresidential Equipment Replacement (NRER) | Miscellaneous Replacement | DRYER | OVEN | DEHYDRATING VEGS. | 73 | 5 | 106 | 14 | 1
Nonresidential Equipment Replacement (NRER) | Miscellaneous Replacement | DRYER | OVEN | DRYING AGGREGATE | 73 | 5 | 107 | 14 | 1
Nonresidential Equipment Replacement (NRER) | Miscellaneous Replacement | DRYER | OVEN | DRYING CATALYSTS | 73 | 5 | 108 | 14 | 1
Nonresidential Equipment Replacement (NRER) | Miscellaneous Replacement | DRYER | OVEN | DRYING CERAMIC MOLDS | 73 | 5 | 109 | 14 | 1
Nonresidential Equipment Replacement (NRER) | Miscellaneous Replacement | DRYER | OVEN | DRYING CHEM.TEXTAL. | 73 | 5 | 111 | 14 | 1
Nonresidential Equipment Replacement (NRER) | Miscellaneous Replacement | DRYER | OVEN | DRYING CONCRETE BLKS | 73 | 5 | 110 | 14 | 1
Nonresidential Equipment Replacement (NRER) | Miscellaneous Replacement | DRYER | OVEN | DRYING COTTON | 73 | 5 | 121 | 14 | 1
Nonresidential Equipment Replacement (NRER) | Miscellaneous Replacement | DRYER | OVEN | DRYING GREEN CERAMIC | 73 | 5 | 112 | 14 | 1
Nonresidential Equipment Replacement (NRER) | Miscellaneous Replacement | DRYER | OVEN | DRYING METAL CUTTING | 73 | 5 | 113 | 14 | 1
Nonresidential Equipment Replacement (NRER) | Miscellaneous Replacement | DRYER | OVEN | DRYING PROCESS | 73 | 5 | 114 | 14 | 1
Nonresidential Equipment Replacement (NRER) | Miscellaneous Replacement | DRYER | OVEN | DRYING SAND | 73 | 5 | 115 | 14 | 1
Nonresidential Equipment Replacement (NRER) | Miscellaneous Replacement | DRYER | RELAX JET | BIOFLAVENOIDS | 81 | 5 | 122 | 14 | 1
Nonresidential Equipment Replacement (NRER) | Miscellaneous Replacement | DRYER | RELAX JET | CARPET DRYING | 81 | 5 | 100 | 14 | 1
Nonresidential Equipment Replacement (NRER) | Miscellaneous Replacement | DRYER | RELAX JET | DEHYDR.FOOD PRODUCTS | 81 | 5 | 102 | 14 | 1
Nonresidential Equipment Replacement (NRER) | Miscellaneous Replacement | DRYER | RELAX JET | DEHYDRATING FEED | 81 | 5 | 101 | 14 | 1
Nonresidential Equipment Replacement (NRER) | Miscellaneous Replacement | DRYER | RELAX JET | DEHYDRATING FRUIT | 81 | 5 | 103 | 14 | 1
Nonresidential Equipment Replacement (NRER) | Miscellaneous Replacement | DRYER | RELAX JET | DEHYDRATING MILK | 81 | 5 | 104 | 14 | 1
Nonresidential Equipment Replacement (NRER) | Miscellaneous Replacement | DRYER | RELAX JET | DEHYDRATING NUTS | 81 | 5 | 105 | 14 | 1
Nonresidential Equipment Replacement (NRER) | Miscellaneous Replacement | DRYER | RELAX JET | DEHYDRATING VEGS. | 81 | 5 | 106 | 14 | 1
Nonresidential Equipment Replacement (NRER) | Miscellaneous Replacement | DRYER | RELAX JET | DRYING AGGREGATE | 81 | 5 | 107 | 14 | 1
Nonresidential Equipment Replacement (NRER) | Miscellaneous Replacement | DRYER | RELAX JET | DRYING CATALYSTS | 81 | 5 | 108 | 14 | 1
Nonresidential Equipment Replacement (NRER) | Miscellaneous Replacement | DRYER | RELAX JET | DRYING CERAMIC MOLDS | 81 | 5 | 109 | 14 | 1
Nonresidential Equipment Replacement (NRER) | Miscellaneous Replacement | DRYER | RELAX JET | DRYING CHEM.TEXTAL. | 81 | 5 | 111 | 14 | 1
Nonresidential Equipment Replacement (NRER) | Miscellaneous Replacement | DRYER | RELAX JET | DRYING CONCRETE BLKS | 81 | 5 | 110 | 14 | 1
Nonresidential Equipment Replacement (NRER) | Miscellaneous Replacement | DRYER | RELAX JET | DRYING COTTON | 81 | 5 | 121 | 14 | 1
Nonresidential Equipment Replacement (NRER) | Miscellaneous Replacement | DRYER | RELAX JET | DRYING GREEN CERAMIC | 81 | 5 | 112 | 14 | 1
Nonresidential Equipment Replacement (NRER) | Miscellaneous Replacement | DRYER | RELAX JET | DRYING METAL CUTTING | 81 | 5 | 113 | 14 | 1
Nonresidential Equipment Replacement (NRER) | Miscellaneous Replacement | DRYER | RELAX JET | DRYING PROCESS | 81 | 5 | 114 | 14 | 1
Nonresidential Equipment Replacement (NRER) | Miscellaneous Replacement | DRYER | RELAX JET | DRYING SAND | 81 | 5 | 115 | 14 | 1
Nonresidential Equipment Replacement (NRER) | Miscellaneous Replacement | DRYER | ROOM | BIOFLAVENOIDS | 74 | 5 | 122 | 14 | 1
Nonresidential Equipment Replacement (NRER) | Miscellaneous Replacement | DRYER | ROOM | CARPET DRYING | 74 | 5 | 100 | 14 | 1
Nonresidential Equipment Replacement (NRER) | Miscellaneous Replacement | DRYER | ROOM | DEHYDR.FOOD PRODUCTS | 74 | 5 | 102 | 14 | 1
Nonresidential Equipment Replacement (NRER) | Miscellaneous Replacement | DRYER | ROOM | DEHYDRATING FEED | 74 | 5 | 101 | 14 | 1
Nonresidential Equipment Replacement (NRER) | Miscellaneous Replacement | DRYER | ROOM | DEHYDRATING FRUIT | 74 | 5 | 103 | 14 | 1
Nonresidential Equipment Replacement (NRER) | Miscellaneous Replacement | DRYER | ROOM | DEHYDRATING MILK | 74 | 5 | 104 | 14 | 1
Nonresidential Equipment Replacement (NRER) | Miscellaneous Replacement | DRYER | ROOM | DEHYDRATING NUTS | 74 | 5 | 105 | 14 | 1
Nonresidential Equipment Replacement (NRER) | Miscellaneous Replacement | DRYER | ROOM | DEHYDRATING VEGS. | 74 | 5 | 106 | 14 | 1
Nonresidential Equipment Replacement (NRER) | Miscellaneous Replacement | DRYER | ROOM | DRYING AGGREGATE | 74 | 5 | 107 | 14 | 1
Nonresidential Equipment Replacement (NRER) | Miscellaneous Replacement | DRYER | ROOM | DRYING CATALYSTS | 74 | 5 | 108 | 14 | 1
Nonresidential Equipment Replacement (NRER) | Miscellaneous Replacement | DRYER | ROOM | DRYING CERAMIC MOLDS | 74 | 5 | 109 | 14 | 1
Nonresidential Equipment Replacement (NRER) | Miscellaneous Replacement | DRYER | ROOM | DRYING CHEM.TEXTAL. | 74 | 5 | 111 | 14 | 1
Nonresidential Equipment Replacement (NRER) | Miscellaneous Replacement | DRYER | ROOM | DRYING CONCRETE BLKS | 74 | 5 | 110 | 14 | 1
Nonresidential Equipment Replacement (NRER) | Miscellaneous Replacement | DRYER | ROOM | DRYING COTTON | 74 | 5 | 121 | 14 | 1
Nonresidential Equipment Replacement (NRER) | Miscellaneous Replacement | DRYER | ROOM | DRYING GREEN CERAMIC | 74 | 5 | 112 | 14 | 1
Nonresidential Equipment Replacement (NRER) | Miscellaneous Replacement | DRYER | ROOM | DRYING METAL CUTTING | 74 | 5 | 113 | 14 | 1
Nonresidential Equipment Replacement (NRER) | Miscellaneous Replacement | DRYER | ROOM | DRYING PROCESS | 74 | 5 | 114 | 14 | 1
Nonresidential Equipment Replacement (NRER) | Miscellaneous Replacement | DRYER | ROOM | DRYING SAND | 74 | 5 | 115 | 14 | 1
Nonresidential Equipment Replacement (NRER) | Miscellaneous Replacement | DRYER | ROTARY | BIOFLAVENOIDS | 79 | 5 | 122 | 14 | 1
Nonresidential Equipment Replacement (NRER) | Miscellaneous Replacement | DRYER | ROTARY | CARPET DRYING | 79 | 5 | 100 | 14 | 1
Nonresidential Equipment Replacement (NRER) | Miscellaneous Replacement | DRYER | ROTARY | DEHYDR.FOOD PRODUCTS | 79 | 5 | 102 | 14 | 1
Nonresidential Equipment Replacement (NRER) | Miscellaneous Replacement | DRYER | ROTARY | DEHYDRATING FEED | 79 | 5 | 101 | 14 | 1
Nonresidential Equipment Replacement (NRER) | Miscellaneous Replacement | DRYER | ROTARY | DEHYDRATING FRUIT | 79 | 5 | 103 | 14 | 1
Nonresidential Equipment Replacement (NRER) | Miscellaneous Replacement | DRYER | ROTARY | DEHYDRATING MILK | 79 | 5 | 104 | 14 | 1
Nonresidential Equipment Replacement (NRER) | Miscellaneous Replacement | DRYER | ROTARY | DEHYDRATING NUTS | 79 | 5 | 105 | 14 | 1
Nonresidential Equipment Replacement (NRER) | Miscellaneous Replacement | DRYER | ROTARY | DEHYDRATING VEGS. | 79 | 5 | 106 | 14 | 1
Nonresidential Equipment Replacement (NRER) | Miscellaneous Replacement | DRYER | ROTARY | DRYING AGGREGATE | 79 | 5 | 107 | 14 | 1
Nonresidential Equipment Replacement (NRER) | Miscellaneous Replacement | DRYER | ROTARY | DRYING CATALYSTS | 79 | 5 | 108 | 14 | 1
Nonresidential Equipment Replacement (NRER) | Miscellaneous Replacement | DRYER | ROTARY | DRYING CERAMIC MOLDS | 79 | 5 | 109 | 14 | 1
Nonresidential Equipment Replacement (NRER) | Miscellaneous Replacement | DRYER | ROTARY | DRYING CHEM.TEXTAL. | 79 | 5 | 111 | 14 | 1
Nonresidential Equipment Replacement (NRER) | Miscellaneous Replacement | DRYER | ROTARY | DRYING CONCRETE BLKS | 79 | 5 | 110 | 14 | 1
Nonresidential Equipment Replacement (NRER) | Miscellaneous Replacement | DRYER | ROTARY | DRYING COTTON | 79 | 5 | 121 | 14 | 1
Nonresidential Equipment Replacement (NRER) | Miscellaneous Replacement | DRYER | ROTARY | DRYING GREEN CERAMIC | 79 | 5 | 112 | 14 | 1
Nonresidential Equipment Replacement (NRER) | Miscellaneous Replacement | DRYER | ROTARY | DRYING METAL CUTTING | 79 | 5 | 113 | 14 | 1
Nonresidential Equipment Replacement (NRER) | Miscellaneous Replacement | DRYER | ROTARY | DRYING PROCESS | 79 | 5 | 114 | 14 | 1
Nonresidential Equipment Replacement (NRER) | Miscellaneous Replacement | DRYER | ROTARY | DRYING SAND | 79 | 5 | 115 | 14 | 1
Nonresidential Equipment Replacement (NRER) | Miscellaneous Replacement | DRYER | SPRAY | BIOFLAVENOIDS | 75 | 5 | 122 | 14 | 1
Nonresidential Equipment Replacement (NRER) | Miscellaneous Replacement | DRYER | SPRAY | CARPET DRYING | 75 | 5 | 100 | 14 | 1
Nonresidential Equipment Replacement (NRER) | Miscellaneous Replacement | DRYER | SPRAY | DEHYDR.FOOD PRODUCTS | 75 | 5 | 102 | 14 | 1
Nonresidential Equipment Replacement (NRER) | Miscellaneous Replacement | DRYER | SPRAY | DEHYDRATING FEED | 75 | 5 | 101 | 14 | 1
Nonresidential Equipment Replacement (NRER) | Miscellaneous Replacement | DRYER | SPRAY | DEHYDRATING FRUIT | 75 | 5 | 103 | 14 | 1
Nonresidential Equipment Replacement (NRER) | Miscellaneous Replacement | DRYER | SPRAY | DEHYDRATING MILK | 75 | 5 | 104 | 14 | 1
Nonresidential Equipment Replacement (NRER) | Miscellaneous Replacement | DRYER | SPRAY | DEHYDRATING NUTS | 75 | 5 | 105 | 14 | 1
Nonresidential Equipment Replacement (NRER) | Miscellaneous Replacement | DRYER | SPRAY | DEHYDRATING VEGS. | 75 | 5 | 106 | 14 | 1
Nonresidential Equipment Replacement (NRER) | Miscellaneous Replacement | DRYER | SPRAY | DRYING AGGREGATE | 75 | 5 | 107 | 14 | 1
Nonresidential Equipment Replacement (NRER) | Miscellaneous Replacement | DRYER | SPRAY | DRYING CATALYSTS | 75 | 5 | 108 | 14 | 1
Nonresidential Equipment Replacement (NRER) | Miscellaneous Replacement | DRYER | SPRAY | DRYING CERAMIC MOLDS | 75 | 5 | 109 | 14 | 1
Nonresidential Equipment Replacement (NRER) | Miscellaneous Replacement | DRYER | SPRAY | DRYING CHEM.TEXTAL. | 75 | 5 | 111 | 14 | 1
Nonresidential Equipment Replacement (NRER) | Miscellaneous Replacement | DRYER | SPRAY | DRYING CONCRETE BLKS | 75 | 5 | 110 | 14 | 1
Nonresidential Equipment Replacement (NRER) | Miscellaneous Replacement | DRYER | SPRAY | DRYING COTTON | 75 | 5 | 121 | 14 | 1
Nonresidential Equipment Replacement (NRER) | Miscellaneous Replacement | DRYER | SPRAY | DRYING GREEN CERAMIC | 75 | 5 | 112 | 14 | 1
Nonresidential Equipment Replacement (NRER) | Miscellaneous Replacement | DRYER | SPRAY | DRYING METAL CUTTING | 75 | 5 | 113 | 14 | 1
Nonresidential Equipment Replacement (NRER) | Miscellaneous Replacement | DRYER | SPRAY | DRYING PROCESS | 75 | 5 | 114 | 14 | 1
Nonresidential Equipment Replacement (NRER) | Miscellaneous Replacement | DRYER | SPRAY | DRYING SAND | 75 | 5 | 115 | 14 | 1
Nonresidential Equipment Replacement (NRER) | Miscellaneous Replacement | DRYER | TOWER | BIOFLAVENOIDS | 76 | 5 | 122 | 14 | 1
Nonresidential Equipment Replacement (NRER) | Miscellaneous Replacement | DRYER | TOWER | CARPET DRYING | 76 | 5 | 100 | 14 | 1
Nonresidential Equipment Replacement (NRER) | Miscellaneous Replacement | DRYER | TOWER | DEHYDR.FOOD PRODUCTS | 76 | 5 | 102 | 14 | 1
Nonresidential Equipment Replacement (NRER) | Miscellaneous Replacement | DRYER | TOWER | DEHYDRATING FEED | 76 | 5 | 101 | 14 | 1
Nonresidential Equipment Replacement (NRER) | Miscellaneous Replacement | DRYER | TOWER | DEHYDRATING FRUIT | 76 | 5 | 103 | 14 | 1
Nonresidential Equipment Replacement (NRER) | Miscellaneous Replacement | DRYER | TOWER | DEHYDRATING MILK | 76 | 5 | 104 | 14 | 1
Nonresidential Equipment Replacement (NRER) | Miscellaneous Replacement | DRYER | TOWER | DEHYDRATING NUTS | 76 | 5 | 105 | 14 | 1
Nonresidential Equipment Replacement (NRER) | Miscellaneous Replacement | DRYER | TOWER | DEHYDRATING VEGS. | 76 | 5 | 106 | 14 | 1
Nonresidential Equipment Replacement (NRER) | Miscellaneous Replacement | DRYER | TOWER | DRYING AGGREGATE | 76 | 5 | 107 | 14 | 1
Nonresidential Equipment Replacement (NRER) | Miscellaneous Replacement | DRYER | TOWER | DRYING CATALYSTS | 76 | 5 | 108 | 14 | 1
Nonresidential Equipment Replacement (NRER) | Miscellaneous Replacement | DRYER | TOWER | DRYING CERAMIC MOLDS | 76 | 5 | 109 | 14 | 1
Nonresidential Equipment Replacement (NRER) | Miscellaneous Replacement | DRYER | TOWER | DRYING CHEM.TEXTAL. | 76 | 5 | 111 | 14 | 1
Nonresidential Equipment Replacement (NRER) | Miscellaneous Replacement | DRYER | TOWER | DRYING CONCRETE BLKS | 76 | 5 | 110 | 14 | 1
Nonresidential Equipment Replacement (NRER) | Miscellaneous Replacement | DRYER | TOWER | DRYING COTTON | 76 | 5 | 121 | 14 | 1
Nonresidential Equipment Replacement (NRER) | Miscellaneous Replacement | DRYER | TOWER | DRYING GREEN CERAMIC | 76 | 5 | 112 | 14 | 1
Nonresidential Equipment Replacement (NRER) | Miscellaneous Replacement | DRYER | TOWER | DRYING METAL CUTTING | 76 | 5 | 113 | 14 | 1
Nonresidential Equipment Replacement (NRER) | Miscellaneous Replacement | DRYER | TOWER | DRYING PROCESS | 76 | 5 | 114 | 14 | 1
Nonresidential Equipment Replacement (NRER) | Miscellaneous Replacement | DRYER | TOWER | DRYING SAND | 76 | 5 | 115 | 14 | 1
Nonresidential Equipment Replacement (NRER) | Miscellaneous Replacement | DRYER | TRAY | BIOFLAVENOIDS | 80 | 5 | 122 | 14 | 1
Nonresidential Equipment Replacement (NRER) | Miscellaneous Replacement | DRYER | TRAY | CARPET DRYING | 80 | 5 | 100 | 14 | 1
Nonresidential Equipment Replacement (NRER) | Miscellaneous Replacement | DRYER | TRAY | DEHYDR.FOOD PRODUCTS | 80 | 5 | 102 | 14 | 1
Nonresidential Equipment Replacement (NRER) | Miscellaneous Replacement | DRYER | TRAY | DEHYDRATING FEED | 80 | 5 | 101 | 14 | 1
Nonresidential Equipment Replacement (NRER) | Miscellaneous Replacement | DRYER | TRAY | DEHYDRATING FRUIT | 80 | 5 | 103 | 14 | 1
Nonresidential Equipment Replacement (NRER) | Miscellaneous Replacement | DRYER | TRAY | DEHYDRATING MILK | 80 | 5 | 104 | 14 | 1
Nonresidential Equipment Replacement (NRER) | Miscellaneous Replacement | DRYER | TRAY | DEHYDRATING NUTS | 80 | 5 | 105 | 14 | 1
Nonresidential Equipment Replacement (NRER) | Miscellaneous Replacement | DRYER | TRAY | DEHYDRATING VEGS. | 80 | 5 | 106 | 14 | 1
Nonresidential Equipment Replacement (NRER) | Miscellaneous Replacement | DRYER | TRAY | DRYING AGGREGATE | 80 | 5 | 107 | 14 | 1
Nonresidential Equipment Replacement (NRER) | Miscellaneous Replacement | DRYER | TRAY | DRYING CATALYSTS | 80 | 5 | 108 | 14 | 1
Nonresidential Equipment Replacement (NRER) | Miscellaneous Replacement | DRYER | TRAY | DRYING CERAMIC MOLDS | 80 | 5 | 109 | 14 | 1
Nonresidential Equipment Replacement (NRER) | Miscellaneous Replacement | DRYER | TRAY | DRYING CHEM.TEXTAL. | 80 | 5 | 111 | 14 | 1
Nonresidential Equipment Replacement (NRER) | Miscellaneous Replacement | DRYER | TRAY | DRYING CONCRETE BLKS | 80 | 5 | 110 | 14 | 1
Nonresidential Equipment Replacement (NRER) | Miscellaneous Replacement | DRYER | TRAY | DRYING COTTON | 80 | 5 | 121 | 14 | 1
Nonresidential Equipment Replacement (NRER) | Miscellaneous Replacement | DRYER | TRAY | DRYING GREEN CERAMIC | 80 | 5 | 112 | 14 | 1
Nonresidential Equipment Replacement (NRER) | Miscellaneous Replacement | DRYER | TRAY | DRYING METAL CUTTING | 80 | 5 | 113 | 14 | 1
Nonresidential Equipment Replacement (NRER) | Miscellaneous Replacement | DRYER | TRAY | DRYING PROCESS | 80 | 5 | 114 | 14 | 1
Nonresidential Equipment Replacement (NRER) | Miscellaneous Replacement | DRYER | TRAY | DRYING SAND | 80 | 5 | 115 | 14 | 1
Nonresidential Equipment Replacement (NRER) | Miscellaneous Replacement | DRYER | TUMBLER | LAUNDRY DRYING | 77 | 5 | 116 | 14 | 1
Nonresidential Equipment Replacement (NRER) | Miscellaneous Replacement | DRYER | TUNNEL | BIOFLAVENOIDS | 78 | 5 | 122 | 14 | 1
Nonresidential Equipment Replacement (NRER) | Miscellaneous Replacement | DRYER | TUNNEL | CARPET DRYING | 78 | 5 | 100 | 14 | 1
Nonresidential Equipment Replacement (NRER) | Miscellaneous Replacement | DRYER | TUNNEL | DEHYDR.FOOD PRODUCTS | 78 | 5 | 102 | 14 | 1
Nonresidential Equipment Replacement (NRER) | Miscellaneous Replacement | DRYER | TUNNEL | DEHYDRATING FEED | 78 | 5 | 101 | 14 | 1
Nonresidential Equipment Replacement (NRER) | Miscellaneous Replacement | DRYER | TUNNEL | DEHYDRATING FRUIT | 78 | 5 | 103 | 14 | 1
Nonresidential Equipment Replacement (NRER) | Miscellaneous Replacement | DRYER | TUNNEL | DEHYDRATING MILK | 78 | 5 | 104 | 14 | 1
Nonresidential Equipment Replacement (NRER) | Miscellaneous Replacement | DRYER | TUNNEL | DEHYDRATING NUTS | 78 | 5 | 105 | 14 | 1
Nonresidential Equipment Replacement (NRER) | Miscellaneous Replacement | DRYER | TUNNEL | DEHYDRATING VEGS. | 78 | 5 | 106 | 14 | 1
Nonresidential Equipment Replacement (NRER) | Miscellaneous Replacement | DRYER | TUNNEL | DRYING AGGREGATE | 78 | 5 | 107 | 14 | 1
Nonresidential Equipment Replacement (NRER) | Miscellaneous Replacement | DRYER | TUNNEL | DRYING CATALYSTS | 78 | 5 | 108 | 14 | 1
Nonresidential Equipment Replacement (NRER) | Miscellaneous Replacement | DRYER | TUNNEL | DRYING CERAMIC MOLDS | 78 | 5 | 109 | 14 | 1
Nonresidential Equipment Replacement (NRER) | Miscellaneous Replacement | DRYER | TUNNEL | DRYING CHEM.TEXTAL. | 78 | 5 | 111 | 14 | 1
Nonresidential Equipment Replacement (NRER) | Miscellaneous Replacement | DRYER | TUNNEL | DRYING CONCRETE BLKS | 78 | 5 | 110 | 14 | 1
Nonresidential Equipment Replacement (NRER) | Miscellaneous Replacement | DRYER | TUNNEL | DRYING COTTON | 78 | 5 | 121 | 14 | 1
Nonresidential Equipment Replacement (NRER) | Miscellaneous Replacement | DRYER | TUNNEL | DRYING GREEN CERAMIC | 78 | 5 | 112 | 14 | 1
Nonresidential Equipment Replacement (NRER) | Miscellaneous Replacement | DRYER | TUNNEL | DRYING METAL CUTTING | 78 | 5 | 113 | 14 | 1
Nonresidential Equipment Replacement (NRER) | Miscellaneous Replacement | DRYER | TUNNEL | DRYING PROCESS | 78 | 5 | 114 | 14 | 1
Nonresidential Equipment Replacement (NRER) | Miscellaneous Replacement | DRYER | TUNNEL | DRYING SAND | 78 | 5 | 115 | 14 | 1
Nonresidential Equipment Replacement (NRER) | Miscellaneous Replacement | GREENHOUSE HEATER | Closed Duct Radiant | ELEC-COOL GAS-HEAT | 1063 | 34 | 16 | 14 | 1
Nonresidential Equipment Replacement (NRER) | Miscellaneous Replacement | GREENHOUSE HEATER | Closed Duct Radiant | PROCESS HEAT | 1063 | 34 | 261 | 14 | 1
Nonresidential Equipment Replacement (NRER) | Miscellaneous Replacement | GREENHOUSE HEATER | Closed Duct Radiant | RESEARCH OR TESTING | 1063 | 34 | 431 | 14 | 1
Nonresidential Equipment Replacement (NRER) | Miscellaneous Replacement | GREENHOUSE HEATER | Closed Duct Radiant | TEMPERING AIR. | 1063 | 34 | 681 | 14 | 1
Nonresidential Equipment Replacement (NRER) | Miscellaneous Replacement | GREENHOUSE HEATER | Closed Duct Radiant | VENTILATION | 1063 | 34 | 682 | 14 | 1
Nonresidential Equipment Replacement (NRER) | Miscellaneous Replacement | GREENHOUSE HEATER | Dual-Pak | ELEC-COOL GAS-HEAT | 5 | 34 | 16 | 14 | 1
Nonresidential Equipment Replacement (NRER) | Miscellaneous Replacement | GREENHOUSE HEATER | Dual-Pak | PROCESS HEAT | 5 | 34 | 261 | 14 | 1
Nonresidential Equipment Replacement (NRER) | Miscellaneous Replacement | GREENHOUSE HEATER | Dual-Pak | RESEARCH OR TESTING | 5 | 34 | 431 | 14 | 1
Nonresidential Equipment Replacement (NRER) | Miscellaneous Replacement | GREENHOUSE HEATER | Dual-Pak | TEMPERING AIR. | 5 | 34 | 681 | 14 | 1
Nonresidential Equipment Replacement (NRER) | Miscellaneous Replacement | GREENHOUSE HEATER | Dual-Pak | VENTILATION | 5 | 34 | 682 | 14 | 1
Nonresidential Equipment Replacement (NRER) | Miscellaneous Replacement | GREENHOUSE HEATER | DUCT BURNER | ELEC-COOL GAS-HEAT | 459 | 34 | 16 | 14 | 1
Nonresidential Equipment Replacement (NRER) | Miscellaneous Replacement | GREENHOUSE HEATER | DUCT BURNER | PROCESS HEAT | 459 | 34 | 261 | 14 | 1
Nonresidential Equipment Replacement (NRER) | Miscellaneous Replacement | GREENHOUSE HEATER | DUCT BURNER | RESEARCH OR TESTING | 459 | 34 | 431 | 14 | 1
Nonresidential Equipment Replacement (NRER) | Miscellaneous Replacement | GREENHOUSE HEATER | DUCT BURNER | TEMPERING AIR. | 459 | 34 | 681 | 14 | 1
Nonresidential Equipment Replacement (NRER) | Miscellaneous Replacement | GREENHOUSE HEATER | DUCT BURNER | VENTILATION | 459 | 34 | 682 | 14 | 1
Nonresidential Equipment Replacement (NRER) | Miscellaneous Replacement | GREENHOUSE HEATER | DUCT FURNACE | ELEC-COOL GAS-HEAT | 464 | 34 | 16 | 14 | 1
Nonresidential Equipment Replacement (NRER) | Miscellaneous Replacement | GREENHOUSE HEATER | DUCT FURNACE | PROCESS HEAT | 464 | 34 | 261 | 14 | 1
Nonresidential Equipment Replacement (NRER) | Miscellaneous Replacement | GREENHOUSE HEATER | DUCT FURNACE | RESEARCH OR TESTING | 464 | 34 | 431 | 14 | 1
Nonresidential Equipment Replacement (NRER) | Miscellaneous Replacement | GREENHOUSE HEATER | DUCT FURNACE | TEMPERING AIR. | 464 | 34 | 681 | 14 | 1
Nonresidential Equipment Replacement (NRER) | Miscellaneous Replacement | GREENHOUSE HEATER | DUCT FURNACE | VENTILATION | 464 | 34 | 682 | 14 | 1
Nonresidential Equipment Replacement (NRER) | Miscellaneous Replacement | GREENHOUSE HEATER | FORCED AIR | ELEC-COOL GAS-HEAT | 460 | 34 | 16 | 14 | 1
Nonresidential Equipment Replacement (NRER) | Miscellaneous Replacement | GREENHOUSE HEATER | FORCED AIR | PROCESS HEAT | 460 | 34 | 261 | 14 | 1
Nonresidential Equipment Replacement (NRER) | Miscellaneous Replacement | GREENHOUSE HEATER | FORCED AIR | RESEARCH OR TESTING | 460 | 34 | 431 | 14 | 1
Nonresidential Equipment Replacement (NRER) | Miscellaneous Replacement | GREENHOUSE HEATER | FORCED AIR | TEMPERING AIR. | 460 | 34 | 681 | 14 | 1
Nonresidential Equipment Replacement (NRER) | Miscellaneous Replacement | GREENHOUSE HEATER | FORCED AIR | VENTILATION | 460 | 34 | 682 | 14 | 1
Nonresidential Equipment Replacement (NRER) | Miscellaneous Replacement | GREENHOUSE HEATER | GRAVITY FURNACE | ELEC-COOL GAS-HEAT | 467 | 34 | 16 | 14 | 1
Nonresidential Equipment Replacement (NRER) | Miscellaneous Replacement | GREENHOUSE HEATER | GRAVITY FURNACE | PROCESS HEAT | 467 | 34 | 261 | 14 | 1
Nonresidential Equipment Replacement (NRER) | Miscellaneous Replacement | GREENHOUSE HEATER | GRAVITY FURNACE | RESEARCH OR TESTING | 467 | 34 | 431 | 14 | 1
Nonresidential Equipment Replacement (NRER) | Miscellaneous Replacement | GREENHOUSE HEATER | GRAVITY FURNACE | TEMPERING AIR. | 467 | 34 | 681 | 14 | 1
Nonresidential Equipment Replacement (NRER) | Miscellaneous Replacement | GREENHOUSE HEATER | GRAVITY FURNACE | VENTILATION | 467 | 34 | 682 | 14 | 1
Nonresidential Equipment Replacement (NRER) | Miscellaneous Replacement | GREENHOUSE HEATER | INFRA-RED | ELEC-COOL GAS-HEAT | 72 | 34 | 16 | 14 | 1
Nonresidential Equipment Replacement (NRER) | Miscellaneous Replacement | GREENHOUSE HEATER | INFRA-RED | PROCESS HEAT | 72 | 34 | 261 | 14 | 1
Nonresidential Equipment Replacement (NRER) | Miscellaneous Replacement | GREENHOUSE HEATER | INFRA-RED | RESEARCH OR TESTING | 72 | 34 | 431 | 14 | 1
Nonresidential Equipment Replacement (NRER) | Miscellaneous Replacement | GREENHOUSE HEATER | INFRA-RED | TEMPERING AIR. | 72 | 34 | 681 | 14 | 1
Nonresidential Equipment Replacement (NRER) | Miscellaneous Replacement | GREENHOUSE HEATER | INFRA-RED | VENTILATION | 72 | 34 | 682 | 14 | 1
Nonresidential Equipment Replacement (NRER) | Miscellaneous Replacement | GREENHOUSE HEATER | L.P. WATER TUBE | ELEC-COOL GAS-HEAT | 47 | 34 | 16 | 14 | 1
Nonresidential Equipment Replacement (NRER) | Miscellaneous Replacement | GREENHOUSE HEATER | L.P. WATER TUBE | PROCESS HEAT | 47 | 34 | 261 | 14 | 1
Nonresidential Equipment Replacement (NRER) | Miscellaneous Replacement | GREENHOUSE HEATER | L.P. WATER TUBE | RESEARCH OR TESTING | 47 | 34 | 431 | 14 | 1
Nonresidential Equipment Replacement (NRER) | Miscellaneous Replacement | GREENHOUSE HEATER | L.P. WATER TUBE | TEMPERING AIR. | 47 | 34 | 681 | 14 | 1
Nonresidential Equipment Replacement (NRER) | Miscellaneous Replacement | GREENHOUSE HEATER | L.P. WATER TUBE | VENTILATION | 47 | 34 | 682 | 14 | 1
Nonresidential Equipment Replacement (NRER) | Miscellaneous Replacement | GREENHOUSE HEATER | MAKE-UP AIR HEATER | ELEC-COOL GAS-HEAT | 461 | 34 | 16 | 14 | 1
Nonresidential Equipment Replacement (NRER) | Miscellaneous Replacement | GREENHOUSE HEATER | MAKE-UP AIR HEATER | PROCESS HEAT | 461 | 34 | 261 | 14 | 1
Nonresidential Equipment Replacement (NRER) | Miscellaneous Replacement | GREENHOUSE HEATER | MAKE-UP AIR HEATER | RESEARCH OR TESTING | 461 | 34 | 431 | 14 | 1
Nonresidential Equipment Replacement (NRER) | Miscellaneous Replacement | GREENHOUSE HEATER | MAKE-UP AIR HEATER | TEMPERING AIR. | 461 | 34 | 681 | 14 | 1
Nonresidential Equipment Replacement (NRER) | Miscellaneous Replacement | GREENHOUSE HEATER | MAKE-UP AIR HEATER | VENTILATION | 461 | 34 | 682 | 14 | 1
Nonresidential Equipment Replacement (NRER) | Miscellaneous Replacement | GREENHOUSE HEATER | OVERHEAD | ELEC-COOL GAS-HEAT | 469 | 34 | 16 | 14 | 1
Nonresidential Equipment Replacement (NRER) | Miscellaneous Replacement | GREENHOUSE HEATER | OVERHEAD | PROCESS HEAT | 469 | 34 | 261 | 14 | 1
Nonresidential Equipment Replacement (NRER) | Miscellaneous Replacement | GREENHOUSE HEATER | OVERHEAD | RESEARCH OR TESTING | 469 | 34 | 431 | 14 | 1
Nonresidential Equipment Replacement (NRER) | Miscellaneous Replacement | GREENHOUSE HEATER | OVERHEAD | TEMPERING AIR. | 469 | 34 | 681 | 14 | 1
Nonresidential Equipment Replacement (NRER) | Miscellaneous Replacement | GREENHOUSE HEATER | OVERHEAD | VENTILATION | 469 | 34 | 682 | 14 | 1
Nonresidential Equipment Replacement (NRER) | Miscellaneous Replacement | GREENHOUSE HEATER | PORTABLE | ELEC-COOL GAS-HEAT | 472 | 34 | 16 | 14 | 1
Nonresidential Equipment Replacement (NRER) | Miscellaneous Replacement | GREENHOUSE HEATER | PORTABLE | PROCESS HEAT | 472 | 34 | 261 | 14 | 1
Nonresidential Equipment Replacement (NRER) | Miscellaneous Replacement | GREENHOUSE HEATER | PORTABLE | RESEARCH OR TESTING | 472 | 34 | 431 | 14 | 1
Nonresidential Equipment Replacement (NRER) | Miscellaneous Replacement | GREENHOUSE HEATER | PORTABLE | TEMPERING AIR. | 472 | 34 | 681 | 14 | 1
Nonresidential Equipment Replacement (NRER) | Miscellaneous Replacement | GREENHOUSE HEATER | PORTABLE | VENTILATION | 472 | 34 | 682 | 14 | 1
Nonresidential Equipment Replacement (NRER) | Miscellaneous Replacement | GREENHOUSE HEATER | SUPERFIN | ELEC-COOL GAS-HEAT | 473 | 34 | 16 | 14 | 1
Nonresidential Equipment Replacement (NRER) | Miscellaneous Replacement | GREENHOUSE HEATER | SUPERFIN | PROCESS HEAT | 473 | 34 | 261 | 14 | 1
Nonresidential Equipment Replacement (NRER) | Miscellaneous Replacement | GREENHOUSE HEATER | SUPERFIN | RESEARCH OR TESTING | 473 | 34 | 431 | 14 | 1
Nonresidential Equipment Replacement (NRER) | Miscellaneous Replacement | GREENHOUSE HEATER | SUPERFIN | TEMPERING AIR. | 473 | 34 | 681 | 14 | 1
Nonresidential Equipment Replacement (NRER) | Miscellaneous Replacement | GREENHOUSE HEATER | SUPERFIN | VENTILATION | 473 | 34 | 682 | 14 | 1
Nonresidential Equipment Replacement (NRER) | Miscellaneous Replacement | GREENHOUSE HEATER | SUSPENDED | ELEC-COOL GAS-HEAT | 463 | 34 | 16 | 14 | 1
Nonresidential Equipment Replacement (NRER) | Miscellaneous Replacement | GREENHOUSE HEATER | SUSPENDED | PROCESS HEAT | 463 | 34 | 261 | 14 | 1
Nonresidential Equipment Replacement (NRER) | Miscellaneous Replacement | GREENHOUSE HEATER | SUSPENDED | RESEARCH OR TESTING | 463 | 34 | 431 | 14 | 1
Nonresidential Equipment Replacement (NRER) | Miscellaneous Replacement | GREENHOUSE HEATER | SUSPENDED | TEMPERING AIR. | 463 | 34 | 681 | 14 | 1
Nonresidential Equipment Replacement (NRER) | Miscellaneous Replacement | GREENHOUSE HEATER | SUSPENDED | VENTILATION | 463 | 34 | 682 | 14 | 1
Nonresidential Equipment Replacement (NRER) | Miscellaneous Replacement | GREENHOUSE HEATER | Unit Heater | ELEC-COOL GAS-HEAT | 1067 | 34 | 16 | 14 | 1
Nonresidential Equipment Replacement (NRER) | Miscellaneous Replacement | GREENHOUSE HEATER | Unit Heater | PROCESS HEAT | 1067 | 34 | 261 | 14 | 1
Nonresidential Equipment Replacement (NRER) | Miscellaneous Replacement | GREENHOUSE HEATER | Unit Heater | RESEARCH OR TESTING | 1067 | 34 | 431 | 14 | 1
Nonresidential Equipment Replacement (NRER) | Miscellaneous Replacement | GREENHOUSE HEATER | Unit Heater | TEMPERING AIR. | 1067 | 34 | 681 | 14 | 1
Nonresidential Equipment Replacement (NRER) | Miscellaneous Replacement | GREENHOUSE HEATER | Unit Heater | VENTILATION | 1067 | 34 | 682 | 14 | 1
Nonresidential Equipment Replacement (NRER) | Miscellaneous Replacement | GREENHOUSE HEATER | VENTILATOR | ELEC-COOL GAS-HEAT | 471 | 34 | 16 | 14 | 1
Nonresidential Equipment Replacement (NRER) | Miscellaneous Replacement | GREENHOUSE HEATER | VENTILATOR | PROCESS HEAT | 471 | 34 | 261 | 14 | 1
Nonresidential Equipment Replacement (NRER) | Miscellaneous Replacement | GREENHOUSE HEATER | VENTILATOR | RESEARCH OR TESTING | 471 | 34 | 431 | 14 | 1
Nonresidential Equipment Replacement (NRER) | Miscellaneous Replacement | GREENHOUSE HEATER | VENTILATOR | TEMPERING AIR. | 471 | 34 | 681 | 14 | 1
Nonresidential Equipment Replacement (NRER) | Miscellaneous Replacement | GREENHOUSE HEATER | VENTILATOR | VENTILATION | 471 | 34 | 682 | 14 | 1
Nonresidential Equipment Replacement (NRER) | Miscellaneous Replacement | INCINERATOR | AFTERBURNER |  | 273 | 10 | 0 | 14 | 1
Nonresidential Equipment Replacement (NRER) | Miscellaneous Replacement | INCINERATOR | FUME |  | 270 | 10 | 0 | 14 | 1
Nonresidential Equipment Replacement (NRER) | Miscellaneous Replacement | INCINERATOR | LIQUID |  | 271 | 10 | 0 | 14 | 1
Nonresidential Equipment Replacement (NRER) | Miscellaneous Replacement | INCINERATOR | OXIDIZER | INCIN OF SOLID WASTE | 1064 | 10 | 354 | 14 | 1
Nonresidential Equipment Replacement (NRER) | Miscellaneous Replacement | INCINERATOR | OXIDIZER | INCIN.OF HYDROCARBON | 1064 | 10 | 350 | 14 | 1
Nonresidential Equipment Replacement (NRER) | Miscellaneous Replacement | INCINERATOR | OXIDIZER | INCIN.OF LIQ.WASTES | 1064 | 10 | 351 | 14 | 1
Nonresidential Equipment Replacement (NRER) | Miscellaneous Replacement | INCINERATOR | OXIDIZER | INCIN.OF ODOR | 1064 | 10 | 352 | 14 | 1
Nonresidential Equipment Replacement (NRER) | Miscellaneous Replacement | INCINERATOR | OXIDIZER | INCIN.OF PARTICULATE | 1064 | 10 | 353 | 14 | 1
Nonresidential Equipment Replacement (NRER) | Miscellaneous Replacement | MISCELLANEOUS | BUNSEN BURNERS | BLANKETING | 370 | 13 | 508 | 14 | 1
Nonresidential Equipment Replacement (NRER) | Miscellaneous Replacement | MISCELLANEOUS | BUNSEN BURNERS | CORE DRYING | 370 | 13 | 511 | 14 | 1
Nonresidential Equipment Replacement (NRER) | Miscellaneous Replacement | MISCELLANEOUS | BUNSEN BURNERS | DRY CLEANING | 370 | 13 | 514 | 14 | 1
Nonresidential Equipment Replacement (NRER) | Miscellaneous Replacement | MISCELLANEOUS | BUNSEN BURNERS | DRYING | 370 | 13 | 270 | 14 | 1
Nonresidential Equipment Replacement (NRER) | Miscellaneous Replacement | MISCELLANEOUS | BUNSEN BURNERS | DRYING FUEL OIL | 370 | 13 | 273 | 14 | 1
Nonresidential Equipment Replacement (NRER) | Miscellaneous Replacement | MISCELLANEOUS | BUNSEN BURNERS | DRYING PAINT/VARNISH | 370 | 13 | 271 | 14 | 1
Nonresidential Equipment Replacement (NRER) | Miscellaneous Replacement | MISCELLANEOUS | BUNSEN BURNERS | ELECTRIC OPERATED | 370 | 13 | 510 | 14 | 1
Nonresidential Equipment Replacement (NRER) | Miscellaneous Replacement | MISCELLANEOUS | BUNSEN BURNERS | FLASHER EXPAN. JOINT | 370 | 13 | 505 | 14 | 1
Nonresidential Equipment Replacement (NRER) | Miscellaneous Replacement | MISCELLANEOUS | BUNSEN BURNERS | FORMING WAX CARTONS | 370 | 13 | 515 | 14 | 1
Nonresidential Equipment Replacement (NRER) | Miscellaneous Replacement | MISCELLANEOUS | BUNSEN BURNERS | HEATING CANDY | 370 | 13 | 512 | 14 | 1
Nonresidential Equipment Replacement (NRER) | Miscellaneous Replacement | MISCELLANEOUS | BUNSEN BURNERS | HOT WATER-PROCESS | 370 | 13 | 54 | 14 | 1
Nonresidential Equipment Replacement (NRER) | Miscellaneous Replacement | MISCELLANEOUS | BUNSEN BURNERS | HUMIDIFY COTTON | 370 | 13 | 516 | 14 | 1
Nonresidential Equipment Replacement (NRER) | Miscellaneous Replacement | MISCELLANEOUS | BUNSEN BURNERS | INSTRUMENTS | 370 | 13 | 504 | 14 | 1
Nonresidential Equipment Replacement (NRER) | Miscellaneous Replacement | MISCELLANEOUS | BUNSEN BURNERS | IRONING LAUNDRY | 370 | 13 | 513 | 14 | 1
Nonresidential Equipment Replacement (NRER) | Miscellaneous Replacement | MISCELLANEOUS | BUNSEN BURNERS | LAB TESTING | 370 | 13 | 501 | 14 | 1
Nonresidential Equipment Replacement (NRER) | Miscellaneous Replacement | MISCELLANEOUS | BUNSEN BURNERS | LAMINATING | 370 | 13 | 274 | 14 | 1
Nonresidential Equipment Replacement (NRER) | Miscellaneous Replacement | MISCELLANEOUS | BUNSEN BURNERS | OXIDATION COLUMN | 370 | 13 | 507 | 14 | 1
Nonresidential Equipment Replacement (NRER) | Miscellaneous Replacement | MISCELLANEOUS | BUNSEN BURNERS | PRESSURE CONTROL | 370 | 13 | 506 | 14 | 1
Nonresidential Equipment Replacement (NRER) | Miscellaneous Replacement | MISCELLANEOUS | BUNSEN BURNERS | PROCESS HEAT | 370 | 13 | 261 | 14 | 1
Nonresidential Equipment Replacement (NRER) | Miscellaneous Replacement | MISCELLANEOUS | BUNSEN BURNERS | RECOV.OF VOLAT. VAPR | 370 | 13 | 502 | 14 | 1
Nonresidential Equipment Replacement (NRER) | Miscellaneous Replacement | MISCELLANEOUS | BUNSEN BURNERS | RESEARCH OR TESTING | 370 | 13 | 431 | 14 | 1
Nonresidential Equipment Replacement (NRER) | Miscellaneous Replacement | MISCELLANEOUS | BUNSEN BURNERS | SEALING | 370 | 13 | 758 | 14 | 1
Nonresidential Equipment Replacement (NRER) | Miscellaneous Replacement | MISCELLANEOUS | BUNSEN BURNERS | SOLDERING | 370 | 13 | 503 | 14 | 1
Nonresidential Equipment Replacement (NRER) | Miscellaneous Replacement | MISCELLANEOUS | CARTON ASSEMBLER | BLANKETING | 385 | 13 | 508 | 14 | 1
Nonresidential Equipment Replacement (NRER) | Miscellaneous Replacement | MISCELLANEOUS | CARTON ASSEMBLER | CORE DRYING | 385 | 13 | 511 | 14 | 1
Nonresidential Equipment Replacement (NRER) | Miscellaneous Replacement | MISCELLANEOUS | CARTON ASSEMBLER | DRY CLEANING | 385 | 13 | 514 | 14 | 1
Nonresidential Equipment Replacement (NRER) | Miscellaneous Replacement | MISCELLANEOUS | CARTON ASSEMBLER | DRYING | 385 | 13 | 270 | 14 | 1
Nonresidential Equipment Replacement (NRER) | Miscellaneous Replacement | MISCELLANEOUS | CARTON ASSEMBLER | DRYING FUEL OIL | 385 | 13 | 273 | 14 | 1
Nonresidential Equipment Replacement (NRER) | Miscellaneous Replacement | MISCELLANEOUS | CARTON ASSEMBLER | DRYING PAINT/VARNISH | 385 | 13 | 271 | 14 | 1
Nonresidential Equipment Replacement (NRER) | Miscellaneous Replacement | MISCELLANEOUS | CARTON ASSEMBLER | ELECTRIC OPERATED | 385 | 13 | 510 | 14 | 1
Nonresidential Equipment Replacement (NRER) | Miscellaneous Replacement | MISCELLANEOUS | CARTON ASSEMBLER | FLASHER EXPAN. JOINT | 385 | 13 | 505 | 14 | 1
Nonresidential Equipment Replacement (NRER) | Miscellaneous Replacement | MISCELLANEOUS | CARTON ASSEMBLER | FORMING WAX CARTONS | 385 | 13 | 515 | 14 | 1
Nonresidential Equipment Replacement (NRER) | Miscellaneous Replacement | MISCELLANEOUS | CARTON ASSEMBLER | HEATING CANDY | 385 | 13 | 512 | 14 | 1
Nonresidential Equipment Replacement (NRER) | Miscellaneous Replacement | MISCELLANEOUS | CARTON ASSEMBLER | HOT WATER-PROCESS | 385 | 13 | 54 | 14 | 1
Nonresidential Equipment Replacement (NRER) | Miscellaneous Replacement | MISCELLANEOUS | CARTON ASSEMBLER | HUMIDIFY COTTON | 385 | 13 | 516 | 14 | 1
Nonresidential Equipment Replacement (NRER) | Miscellaneous Replacement | MISCELLANEOUS | CARTON ASSEMBLER | INSTRUMENTS | 385 | 13 | 504 | 14 | 1
Nonresidential Equipment Replacement (NRER) | Miscellaneous Replacement | MISCELLANEOUS | CARTON ASSEMBLER | IRONING LAUNDRY | 385 | 13 | 513 | 14 | 1
Nonresidential Equipment Replacement (NRER) | Miscellaneous Replacement | MISCELLANEOUS | CARTON ASSEMBLER | LAB TESTING | 385 | 13 | 501 | 14 | 1
Nonresidential Equipment Replacement (NRER) | Miscellaneous Replacement | MISCELLANEOUS | CARTON ASSEMBLER | LAMINATING | 385 | 13 | 274 | 14 | 1
Nonresidential Equipment Replacement (NRER) | Miscellaneous Replacement | MISCELLANEOUS | CARTON ASSEMBLER | OXIDATION COLUMN | 385 | 13 | 507 | 14 | 1
Nonresidential Equipment Replacement (NRER) | Miscellaneous Replacement | MISCELLANEOUS | CARTON ASSEMBLER | PRESSURE CONTROL | 385 | 13 | 506 | 14 | 1
Nonresidential Equipment Replacement (NRER) | Miscellaneous Replacement | MISCELLANEOUS | CARTON ASSEMBLER | PROCESS HEAT | 385 | 13 | 261 | 14 | 1
Nonresidential Equipment Replacement (NRER) | Miscellaneous Replacement | MISCELLANEOUS | CARTON ASSEMBLER | RECOV.OF VOLAT. VAPR | 385 | 13 | 502 | 14 | 1
Nonresidential Equipment Replacement (NRER) | Miscellaneous Replacement | MISCELLANEOUS | CARTON ASSEMBLER | RESEARCH OR TESTING | 385 | 13 | 431 | 14 | 1
Nonresidential Equipment Replacement (NRER) | Miscellaneous Replacement | MISCELLANEOUS | CARTON ASSEMBLER | SEALING | 385 | 13 | 758 | 14 | 1
Nonresidential Equipment Replacement (NRER) | Miscellaneous Replacement | MISCELLANEOUS | CARTON ASSEMBLER | SOLDERING | 385 | 13 | 503 | 14 | 1
Nonresidential Equipment Replacement (NRER) | Miscellaneous Replacement | MISCELLANEOUS | Catalytic Infrared Heater | BLANKETING | 1043 | 13 | 508 | 14 | 1
Nonresidential Equipment Replacement (NRER) | Miscellaneous Replacement | MISCELLANEOUS | Catalytic Infrared Heater | CORE DRYING | 1043 | 13 | 511 | 14 | 1
Nonresidential Equipment Replacement (NRER) | Miscellaneous Replacement | MISCELLANEOUS | Catalytic Infrared Heater | DRY CLEANING | 1043 | 13 | 514 | 14 | 1
Nonresidential Equipment Replacement (NRER) | Miscellaneous Replacement | MISCELLANEOUS | Catalytic Infrared Heater | DRYING | 1043 | 13 | 270 | 14 | 1
Nonresidential Equipment Replacement (NRER) | Miscellaneous Replacement | MISCELLANEOUS | Catalytic Infrared Heater | DRYING FUEL OIL | 1043 | 13 | 273 | 14 | 1
Nonresidential Equipment Replacement (NRER) | Miscellaneous Replacement | MISCELLANEOUS | Catalytic Infrared Heater | DRYING PAINT/VARNISH | 1043 | 13 | 271 | 14 | 1
Nonresidential Equipment Replacement (NRER) | Miscellaneous Replacement | MISCELLANEOUS | Catalytic Infrared Heater | ELECTRIC OPERATED | 1043 | 13 | 510 | 14 | 1
Nonresidential Equipment Replacement (NRER) | Miscellaneous Replacement | MISCELLANEOUS | Catalytic Infrared Heater | FLASHER EXPAN. JOINT | 1043 | 13 | 505 | 14 | 1
Nonresidential Equipment Replacement (NRER) | Miscellaneous Replacement | MISCELLANEOUS | Catalytic Infrared Heater | FORMING WAX CARTONS | 1043 | 13 | 515 | 14 | 1
Nonresidential Equipment Replacement (NRER) | Miscellaneous Replacement | MISCELLANEOUS | Catalytic Infrared Heater | HEATING CANDY | 1043 | 13 | 512 | 14 | 1
Nonresidential Equipment Replacement (NRER) | Miscellaneous Replacement | MISCELLANEOUS | Catalytic Infrared Heater | HOT WATER-PROCESS | 1043 | 13 | 54 | 14 | 1
Nonresidential Equipment Replacement (NRER) | Miscellaneous Replacement | MISCELLANEOUS | Catalytic Infrared Heater | HUMIDIFY COTTON | 1043 | 13 | 516 | 14 | 1
Nonresidential Equipment Replacement (NRER) | Miscellaneous Replacement | MISCELLANEOUS | Catalytic Infrared Heater | INSTRUMENTS | 1043 | 13 | 504 | 14 | 1
Nonresidential Equipment Replacement (NRER) | Miscellaneous Replacement | MISCELLANEOUS | Catalytic Infrared Heater | IRONING LAUNDRY | 1043 | 13 | 513 | 14 | 1
Nonresidential Equipment Replacement (NRER) | Miscellaneous Replacement | MISCELLANEOUS | Catalytic Infrared Heater | LAB TESTING | 1043 | 13 | 501 | 14 | 1
Nonresidential Equipment Replacement (NRER) | Miscellaneous Replacement | MISCELLANEOUS | Catalytic Infrared Heater | LAMINATING | 1043 | 13 | 274 | 14 | 1
Nonresidential Equipment Replacement (NRER) | Miscellaneous Replacement | MISCELLANEOUS | Catalytic Infrared Heater | OXIDATION COLUMN | 1043 | 13 | 507 | 14 | 1
Nonresidential Equipment Replacement (NRER) | Miscellaneous Replacement | MISCELLANEOUS | Catalytic Infrared Heater | PRESSURE CONTROL | 1043 | 13 | 506 | 14 | 1
Nonresidential Equipment Replacement (NRER) | Miscellaneous Replacement | MISCELLANEOUS | Catalytic Infrared Heater | PROCESS HEAT | 1043 | 13 | 261 | 14 | 1
Nonresidential Equipment Replacement (NRER) | Miscellaneous Replacement | MISCELLANEOUS | Catalytic Infrared Heater | RECOV.OF VOLAT. VAPR | 1043 | 13 | 502 | 14 | 1
Nonresidential Equipment Replacement (NRER) | Miscellaneous Replacement | MISCELLANEOUS | Catalytic Infrared Heater | RESEARCH OR TESTING | 1043 | 13 | 431 | 14 | 1
Nonresidential Equipment Replacement (NRER) | Miscellaneous Replacement | MISCELLANEOUS | Catalytic Infrared Heater | SEALING | 1043 | 13 | 758 | 14 | 1
Nonresidential Equipment Replacement (NRER) | Miscellaneous Replacement | MISCELLANEOUS | Catalytic Infrared Heater | SOLDERING | 1043 | 13 | 503 | 14 | 1
Nonresidential Equipment Replacement (NRER) | Miscellaneous Replacement | MISCELLANEOUS | Chamber | Sterilizer | 1068 | 13 | 1017 | 14 | 1
Nonresidential Equipment Replacement (NRER) | Miscellaneous Replacement | MISCELLANEOUS | EVAPORATORS | BLANKETING | 383 | 13 | 508 | 14 | 1
Nonresidential Equipment Replacement (NRER) | Miscellaneous Replacement | MISCELLANEOUS | EVAPORATORS | CORE DRYING | 383 | 13 | 511 | 14 | 1
Nonresidential Equipment Replacement (NRER) | Miscellaneous Replacement | MISCELLANEOUS | EVAPORATORS | DRY CLEANING | 383 | 13 | 514 | 14 | 1
Nonresidential Equipment Replacement (NRER) | Miscellaneous Replacement | MISCELLANEOUS | EVAPORATORS | DRYING | 383 | 13 | 270 | 14 | 1
Nonresidential Equipment Replacement (NRER) | Miscellaneous Replacement | MISCELLANEOUS | EVAPORATORS | DRYING FUEL OIL | 383 | 13 | 273 | 14 | 1
Nonresidential Equipment Replacement (NRER) | Miscellaneous Replacement | MISCELLANEOUS | EVAPORATORS | DRYING PAINT/VARNISH | 383 | 13 | 271 | 14 | 1
Nonresidential Equipment Replacement (NRER) | Miscellaneous Replacement | MISCELLANEOUS | EVAPORATORS | ELECTRIC OPERATED | 383 | 13 | 510 | 14 | 1
Nonresidential Equipment Replacement (NRER) | Miscellaneous Replacement | MISCELLANEOUS | EVAPORATORS | FLASHER EXPAN. JOINT | 383 | 13 | 505 | 14 | 1
Nonresidential Equipment Replacement (NRER) | Miscellaneous Replacement | MISCELLANEOUS | EVAPORATORS | FORMING WAX CARTONS | 383 | 13 | 515 | 14 | 1
Nonresidential Equipment Replacement (NRER) | Miscellaneous Replacement | MISCELLANEOUS | EVAPORATORS | HEATING CANDY | 383 | 13 | 512 | 14 | 1
Nonresidential Equipment Replacement (NRER) | Miscellaneous Replacement | MISCELLANEOUS | EVAPORATORS | HOT WATER-PROCESS | 383 | 13 | 54 | 14 | 1
Nonresidential Equipment Replacement (NRER) | Miscellaneous Replacement | MISCELLANEOUS | EVAPORATORS | HUMIDIFY COTTON | 383 | 13 | 516 | 14 | 1
Nonresidential Equipment Replacement (NRER) | Miscellaneous Replacement | MISCELLANEOUS | EVAPORATORS | INSTRUMENTS | 383 | 13 | 504 | 14 | 1
Nonresidential Equipment Replacement (NRER) | Miscellaneous Replacement | MISCELLANEOUS | EVAPORATORS | IRONING LAUNDRY | 383 | 13 | 513 | 14 | 1
Nonresidential Equipment Replacement (NRER) | Miscellaneous Replacement | MISCELLANEOUS | EVAPORATORS | LAB TESTING | 383 | 13 | 501 | 14 | 1
Nonresidential Equipment Replacement (NRER) | Miscellaneous Replacement | MISCELLANEOUS | EVAPORATORS | LAMINATING | 383 | 13 | 274 | 14 | 1
Nonresidential Equipment Replacement (NRER) | Miscellaneous Replacement | MISCELLANEOUS | EVAPORATORS | OXIDATION COLUMN | 383 | 13 | 507 | 14 | 1
Nonresidential Equipment Replacement (NRER) | Miscellaneous Replacement | MISCELLANEOUS | EVAPORATORS | PRESSURE CONTROL | 383 | 13 | 506 | 14 | 1
Nonresidential Equipment Replacement (NRER) | Miscellaneous Replacement | MISCELLANEOUS | EVAPORATORS | PROCESS HEAT | 383 | 13 | 261 | 14 | 1
Nonresidential Equipment Replacement (NRER) | Miscellaneous Replacement | MISCELLANEOUS | EVAPORATORS | RECOV.OF VOLAT. VAPR | 383 | 13 | 502 | 14 | 1
Nonresidential Equipment Replacement (NRER) | Miscellaneous Replacement | MISCELLANEOUS | EVAPORATORS | RESEARCH OR TESTING | 383 | 13 | 431 | 14 | 1
Nonresidential Equipment Replacement (NRER) | Miscellaneous Replacement | MISCELLANEOUS | EVAPORATORS | SEALING | 383 | 13 | 758 | 14 | 1
Nonresidential Equipment Replacement (NRER) | Miscellaneous Replacement | MISCELLANEOUS | EVAPORATORS | SOLDERING | 383 | 13 | 503 | 14 | 1
Nonresidential Equipment Replacement (NRER) | Miscellaneous Replacement | MISCELLANEOUS | FLAT WORK IRONER | BLANKETING | 381 | 13 | 508 | 14 | 1
Nonresidential Equipment Replacement (NRER) | Miscellaneous Replacement | MISCELLANEOUS | FLAT WORK IRONER | CORE DRYING | 381 | 13 | 511 | 14 | 1
Nonresidential Equipment Replacement (NRER) | Miscellaneous Replacement | MISCELLANEOUS | FLAT WORK IRONER | DRY CLEANING | 381 | 13 | 514 | 14 | 1
Nonresidential Equipment Replacement (NRER) | Miscellaneous Replacement | MISCELLANEOUS | FLAT WORK IRONER | DRYING | 381 | 13 | 270 | 14 | 1
Nonresidential Equipment Replacement (NRER) | Miscellaneous Replacement | MISCELLANEOUS | FLAT WORK IRONER | DRYING FUEL OIL | 381 | 13 | 273 | 14 | 1
Nonresidential Equipment Replacement (NRER) | Miscellaneous Replacement | MISCELLANEOUS | FLAT WORK IRONER | DRYING PAINT/VARNISH | 381 | 13 | 271 | 14 | 1
Nonresidential Equipment Replacement (NRER) | Miscellaneous Replacement | MISCELLANEOUS | FLAT WORK IRONER | ELECTRIC OPERATED | 381 | 13 | 510 | 14 | 1
Nonresidential Equipment Replacement (NRER) | Miscellaneous Replacement | MISCELLANEOUS | FLAT WORK IRONER | FLASHER EXPAN. JOINT | 381 | 13 | 505 | 14 | 1
Nonresidential Equipment Replacement (NRER) | Miscellaneous Replacement | MISCELLANEOUS | FLAT WORK IRONER | FORMING WAX CARTONS | 381 | 13 | 515 | 14 | 1
Nonresidential Equipment Replacement (NRER) | Miscellaneous Replacement | MISCELLANEOUS | FLAT WORK IRONER | HEATING CANDY | 381 | 13 | 512 | 14 | 1
Nonresidential Equipment Replacement (NRER) | Miscellaneous Replacement | MISCELLANEOUS | FLAT WORK IRONER | HOT WATER-PROCESS | 381 | 13 | 54 | 14 | 1
Nonresidential Equipment Replacement (NRER) | Miscellaneous Replacement | MISCELLANEOUS | FLAT WORK IRONER | HUMIDIFY COTTON | 381 | 13 | 516 | 14 | 1
Nonresidential Equipment Replacement (NRER) | Miscellaneous Replacement | MISCELLANEOUS | FLAT WORK IRONER | INSTRUMENTS | 381 | 13 | 504 | 14 | 1
Nonresidential Equipment Replacement (NRER) | Miscellaneous Replacement | MISCELLANEOUS | FLAT WORK IRONER | IRONING LAUNDRY | 381 | 13 | 513 | 14 | 1
Nonresidential Equipment Replacement (NRER) | Miscellaneous Replacement | MISCELLANEOUS | FLAT WORK IRONER | LAB TESTING | 381 | 13 | 501 | 14 | 1
Nonresidential Equipment Replacement (NRER) | Miscellaneous Replacement | MISCELLANEOUS | FLAT WORK IRONER | LAMINATING | 381 | 13 | 274 | 14 | 1
Nonresidential Equipment Replacement (NRER) | Miscellaneous Replacement | MISCELLANEOUS | FLAT WORK IRONER | OXIDATION COLUMN | 381 | 13 | 507 | 14 | 1
Nonresidential Equipment Replacement (NRER) | Miscellaneous Replacement | MISCELLANEOUS | FLAT WORK IRONER | PRESSURE CONTROL | 381 | 13 | 506 | 14 | 1
Nonresidential Equipment Replacement (NRER) | Miscellaneous Replacement | MISCELLANEOUS | FLAT WORK IRONER | PROCESS HEAT | 381 | 13 | 261 | 14 | 1
Nonresidential Equipment Replacement (NRER) | Miscellaneous Replacement | MISCELLANEOUS | FLAT WORK IRONER | RECOV.OF VOLAT. VAPR | 381 | 13 | 502 | 14 | 1
Nonresidential Equipment Replacement (NRER) | Miscellaneous Replacement | MISCELLANEOUS | FLAT WORK IRONER | RESEARCH OR TESTING | 381 | 13 | 431 | 14 | 1
Nonresidential Equipment Replacement (NRER) | Miscellaneous Replacement | MISCELLANEOUS | FLAT WORK IRONER | SEALING | 381 | 13 | 758 | 14 | 1
Nonresidential Equipment Replacement (NRER) | Miscellaneous Replacement | MISCELLANEOUS | FLAT WORK IRONER | SOLDERING | 381 | 13 | 503 | 14 | 1
Nonresidential Equipment Replacement (NRER) | Miscellaneous Replacement | MISCELLANEOUS | Fryer - Industrial | FRYING FOOD PRODUCTS | 1070 | 13 | 252 | 14 | 1
Nonresidential Equipment Replacement (NRER) | Miscellaneous Replacement | MISCELLANEOUS | FUEL GAS | BLANKETING | 375 | 13 | 508 | 14 | 1
Nonresidential Equipment Replacement (NRER) | Miscellaneous Replacement | MISCELLANEOUS | FUEL GAS | CORE DRYING | 375 | 13 | 511 | 14 | 1
Nonresidential Equipment Replacement (NRER) | Miscellaneous Replacement | MISCELLANEOUS | FUEL GAS | DRY CLEANING | 375 | 13 | 514 | 14 | 1
Nonresidential Equipment Replacement (NRER) | Miscellaneous Replacement | MISCELLANEOUS | FUEL GAS | DRYING | 375 | 13 | 270 | 14 | 1
Nonresidential Equipment Replacement (NRER) | Miscellaneous Replacement | MISCELLANEOUS | FUEL GAS | DRYING FUEL OIL | 375 | 13 | 273 | 14 | 1
Nonresidential Equipment Replacement (NRER) | Miscellaneous Replacement | MISCELLANEOUS | FUEL GAS | DRYING PAINT/VARNISH | 375 | 13 | 271 | 14 | 1
Nonresidential Equipment Replacement (NRER) | Miscellaneous Replacement | MISCELLANEOUS | FUEL GAS | ELECTRIC OPERATED | 375 | 13 | 510 | 14 | 1
Nonresidential Equipment Replacement (NRER) | Miscellaneous Replacement | MISCELLANEOUS | FUEL GAS | FLASHER EXPAN. JOINT | 375 | 13 | 505 | 14 | 1
Nonresidential Equipment Replacement (NRER) | Miscellaneous Replacement | MISCELLANEOUS | FUEL GAS | FORMING WAX CARTONS | 375 | 13 | 515 | 14 | 1
Nonresidential Equipment Replacement (NRER) | Miscellaneous Replacement | MISCELLANEOUS | FUEL GAS | HEATING CANDY | 375 | 13 | 512 | 14 | 1
Nonresidential Equipment Replacement (NRER) | Miscellaneous Replacement | MISCELLANEOUS | FUEL GAS | HOT WATER-PROCESS | 375 | 13 | 54 | 14 | 1
Nonresidential Equipment Replacement (NRER) | Miscellaneous Replacement | MISCELLANEOUS | FUEL GAS | HUMIDIFY COTTON | 375 | 13 | 516 | 14 | 1
Nonresidential Equipment Replacement (NRER) | Miscellaneous Replacement | MISCELLANEOUS | FUEL GAS | INSTRUMENTS | 375 | 13 | 504 | 14 | 1
Nonresidential Equipment Replacement (NRER) | Miscellaneous Replacement | MISCELLANEOUS | FUEL GAS | IRONING LAUNDRY | 375 | 13 | 513 | 14 | 1
Nonresidential Equipment Replacement (NRER) | Miscellaneous Replacement | MISCELLANEOUS | FUEL GAS | LAB TESTING | 375 | 13 | 501 | 14 | 1
Nonresidential Equipment Replacement (NRER) | Miscellaneous Replacement | MISCELLANEOUS | FUEL GAS | LAMINATING | 375 | 13 | 274 | 14 | 1
Nonresidential Equipment Replacement (NRER) | Miscellaneous Replacement | MISCELLANEOUS | FUEL GAS | OXIDATION COLUMN | 375 | 13 | 507 | 14 | 1
Nonresidential Equipment Replacement (NRER) | Miscellaneous Replacement | MISCELLANEOUS | FUEL GAS | PRESSURE CONTROL | 375 | 13 | 506 | 14 | 1
Nonresidential Equipment Replacement (NRER) | Miscellaneous Replacement | MISCELLANEOUS | FUEL GAS | PROCESS HEAT | 375 | 13 | 261 | 14 | 1
Nonresidential Equipment Replacement (NRER) | Miscellaneous Replacement | MISCELLANEOUS | FUEL GAS | RECOV.OF VOLAT. VAPR | 375 | 13 | 502 | 14 | 1
Nonresidential Equipment Replacement (NRER) | Miscellaneous Replacement | MISCELLANEOUS | FUEL GAS | RESEARCH OR TESTING | 375 | 13 | 431 | 14 | 1
Nonresidential Equipment Replacement (NRER) | Miscellaneous Replacement | MISCELLANEOUS | FUEL GAS | SEALING | 375 | 13 | 758 | 14 | 1
Nonresidential Equipment Replacement (NRER) | Miscellaneous Replacement | MISCELLANEOUS | FUEL GAS | SOLDERING | 375 | 13 | 503 | 14 | 1
Nonresidential Equipment Replacement (NRER) | Miscellaneous Replacement | MISCELLANEOUS | HEATED ROLLER | BLANKETING | 379 | 13 | 508 | 14 | 1
Nonresidential Equipment Replacement (NRER) | Miscellaneous Replacement | MISCELLANEOUS | HEATED ROLLER | CORE DRYING | 379 | 13 | 511 | 14 | 1
Nonresidential Equipment Replacement (NRER) | Miscellaneous Replacement | MISCELLANEOUS | HEATED ROLLER | DRY CLEANING | 379 | 13 | 514 | 14 | 1
Nonresidential Equipment Replacement (NRER) | Miscellaneous Replacement | MISCELLANEOUS | HEATED ROLLER | DRYING | 379 | 13 | 270 | 14 | 1
Nonresidential Equipment Replacement (NRER) | Miscellaneous Replacement | MISCELLANEOUS | HEATED ROLLER | DRYING FUEL OIL | 379 | 13 | 273 | 14 | 1
Nonresidential Equipment Replacement (NRER) | Miscellaneous Replacement | MISCELLANEOUS | HEATED ROLLER | DRYING PAINT/VARNISH | 379 | 13 | 271 | 14 | 1
Nonresidential Equipment Replacement (NRER) | Miscellaneous Replacement | MISCELLANEOUS | HEATED ROLLER | ELECTRIC OPERATED | 379 | 13 | 510 | 14 | 1
Nonresidential Equipment Replacement (NRER) | Miscellaneous Replacement | MISCELLANEOUS | HEATED ROLLER | FLASHER EXPAN. JOINT | 379 | 13 | 505 | 14 | 1
Nonresidential Equipment Replacement (NRER) | Miscellaneous Replacement | MISCELLANEOUS | HEATED ROLLER | FORMING WAX CARTONS | 379 | 13 | 515 | 14 | 1
Nonresidential Equipment Replacement (NRER) | Miscellaneous Replacement | MISCELLANEOUS | HEATED ROLLER | HEATING CANDY | 379 | 13 | 512 | 14 | 1
Nonresidential Equipment Replacement (NRER) | Miscellaneous Replacement | MISCELLANEOUS | HEATED ROLLER | HOT WATER-PROCESS | 379 | 13 | 54 | 14 | 1
Nonresidential Equipment Replacement (NRER) | Miscellaneous Replacement | MISCELLANEOUS | HEATED ROLLER | HUMIDIFY COTTON | 379 | 13 | 516 | 14 | 1
Nonresidential Equipment Replacement (NRER) | Miscellaneous Replacement | MISCELLANEOUS | HEATED ROLLER | INSTRUMENTS | 379 | 13 | 504 | 14 | 1
Nonresidential Equipment Replacement (NRER) | Miscellaneous Replacement | MISCELLANEOUS | HEATED ROLLER | IRONING LAUNDRY | 379 | 13 | 513 | 14 | 1
Nonresidential Equipment Replacement (NRER) | Miscellaneous Replacement | MISCELLANEOUS | HEATED ROLLER | LAB TESTING | 379 | 13 | 501 | 14 | 1
Nonresidential Equipment Replacement (NRER) | Miscellaneous Replacement | MISCELLANEOUS | HEATED ROLLER | LAMINATING | 379 | 13 | 274 | 14 | 1
Nonresidential Equipment Replacement (NRER) | Miscellaneous Replacement | MISCELLANEOUS | HEATED ROLLER | OXIDATION COLUMN | 379 | 13 | 507 | 14 | 1
Nonresidential Equipment Replacement (NRER) | Miscellaneous Replacement | MISCELLANEOUS | HEATED ROLLER | PRESSURE CONTROL | 379 | 13 | 506 | 14 | 1
Nonresidential Equipment Replacement (NRER) | Miscellaneous Replacement | MISCELLANEOUS | HEATED ROLLER | PROCESS HEAT | 379 | 13 | 261 | 14 | 1
Nonresidential Equipment Replacement (NRER) | Miscellaneous Replacement | MISCELLANEOUS | HEATED ROLLER | RECOV.OF VOLAT. VAPR | 379 | 13 | 502 | 14 | 1
Nonresidential Equipment Replacement (NRER) | Miscellaneous Replacement | MISCELLANEOUS | HEATED ROLLER | RESEARCH OR TESTING | 379 | 13 | 431 | 14 | 1
Nonresidential Equipment Replacement (NRER) | Miscellaneous Replacement | MISCELLANEOUS | HEATED ROLLER | SEALING | 379 | 13 | 758 | 14 | 1
Nonresidential Equipment Replacement (NRER) | Miscellaneous Replacement | MISCELLANEOUS | HEATED ROLLER | SOLDERING | 379 | 13 | 503 | 14 | 1
Nonresidential Equipment Replacement (NRER) | Miscellaneous Replacement | MISCELLANEOUS | HOT FOOD TABLE | BLANKETING | 369 | 13 | 508 | 14 | 1
Nonresidential Equipment Replacement (NRER) | Miscellaneous Replacement | MISCELLANEOUS | HOT FOOD TABLE | CORE DRYING | 369 | 13 | 511 | 14 | 1
Nonresidential Equipment Replacement (NRER) | Miscellaneous Replacement | MISCELLANEOUS | HOT FOOD TABLE | DRY CLEANING | 369 | 13 | 514 | 14 | 1
Nonresidential Equipment Replacement (NRER) | Miscellaneous Replacement | MISCELLANEOUS | HOT FOOD TABLE | DRYING | 369 | 13 | 270 | 14 | 1
Nonresidential Equipment Replacement (NRER) | Miscellaneous Replacement | MISCELLANEOUS | HOT FOOD TABLE | DRYING FUEL OIL | 369 | 13 | 273 | 14 | 1
Nonresidential Equipment Replacement (NRER) | Miscellaneous Replacement | MISCELLANEOUS | HOT FOOD TABLE | DRYING PAINT/VARNISH | 369 | 13 | 271 | 14 | 1
Nonresidential Equipment Replacement (NRER) | Miscellaneous Replacement | MISCELLANEOUS | HOT FOOD TABLE | ELECTRIC OPERATED | 369 | 13 | 510 | 14 | 1
Nonresidential Equipment Replacement (NRER) | Miscellaneous Replacement | MISCELLANEOUS | HOT FOOD TABLE | FLASHER EXPAN. JOINT | 369 | 13 | 505 | 14 | 1
Nonresidential Equipment Replacement (NRER) | Miscellaneous Replacement | MISCELLANEOUS | HOT FOOD TABLE | FORMING WAX CARTONS | 369 | 13 | 515 | 14 | 1
Nonresidential Equipment Replacement (NRER) | Miscellaneous Replacement | MISCELLANEOUS | HOT FOOD TABLE | HEATING CANDY | 369 | 13 | 512 | 14 | 1
Nonresidential Equipment Replacement (NRER) | Miscellaneous Replacement | MISCELLANEOUS | HOT FOOD TABLE | HOT WATER-PROCESS | 369 | 13 | 54 | 14 | 1
Nonresidential Equipment Replacement (NRER) | Miscellaneous Replacement | MISCELLANEOUS | HOT FOOD TABLE | HUMIDIFY COTTON | 369 | 13 | 516 | 14 | 1
Nonresidential Equipment Replacement (NRER) | Miscellaneous Replacement | MISCELLANEOUS | HOT FOOD TABLE | INSTRUMENTS | 369 | 13 | 504 | 14 | 1
Nonresidential Equipment Replacement (NRER) | Miscellaneous Replacement | MISCELLANEOUS | HOT FOOD TABLE | IRONING LAUNDRY | 369 | 13 | 513 | 14 | 1
Nonresidential Equipment Replacement (NRER) | Miscellaneous Replacement | MISCELLANEOUS | HOT FOOD TABLE | LAB TESTING | 369 | 13 | 501 | 14 | 1
Nonresidential Equipment Replacement (NRER) | Miscellaneous Replacement | MISCELLANEOUS | HOT FOOD TABLE | LAMINATING | 369 | 13 | 274 | 14 | 1
Nonresidential Equipment Replacement (NRER) | Miscellaneous Replacement | MISCELLANEOUS | HOT FOOD TABLE | OXIDATION COLUMN | 369 | 13 | 507 | 14 | 1
Nonresidential Equipment Replacement (NRER) | Miscellaneous Replacement | MISCELLANEOUS | HOT FOOD TABLE | PRESSURE CONTROL | 369 | 13 | 506 | 14 | 1
Nonresidential Equipment Replacement (NRER) | Miscellaneous Replacement | MISCELLANEOUS | HOT FOOD TABLE | PROCESS HEAT | 369 | 13 | 261 | 14 | 1
Nonresidential Equipment Replacement (NRER) | Miscellaneous Replacement | MISCELLANEOUS | HOT FOOD TABLE | RECOV.OF VOLAT. VAPR | 369 | 13 | 502 | 14 | 1
Nonresidential Equipment Replacement (NRER) | Miscellaneous Replacement | MISCELLANEOUS | HOT FOOD TABLE | RESEARCH OR TESTING | 369 | 13 | 431 | 14 | 1
Nonresidential Equipment Replacement (NRER) | Miscellaneous Replacement | MISCELLANEOUS | HOT FOOD TABLE | SEALING | 369 | 13 | 758 | 14 | 1
Nonresidential Equipment Replacement (NRER) | Miscellaneous Replacement | MISCELLANEOUS | HOT FOOD TABLE | SOLDERING | 369 | 13 | 503 | 14 | 1
Nonresidential Equipment Replacement (NRER) | Miscellaneous Replacement | MISCELLANEOUS | HOT PLATE | BLANKETING | 371 | 13 | 508 | 14 | 1
Nonresidential Equipment Replacement (NRER) | Miscellaneous Replacement | MISCELLANEOUS | HOT PLATE | CORE DRYING | 371 | 13 | 511 | 14 | 1
Nonresidential Equipment Replacement (NRER) | Miscellaneous Replacement | MISCELLANEOUS | HOT PLATE | DRY CLEANING | 371 | 13 | 514 | 14 | 1
Nonresidential Equipment Replacement (NRER) | Miscellaneous Replacement | MISCELLANEOUS | HOT PLATE | DRYING | 371 | 13 | 270 | 14 | 1
Nonresidential Equipment Replacement (NRER) | Miscellaneous Replacement | MISCELLANEOUS | HOT PLATE | DRYING FUEL OIL | 371 | 13 | 273 | 14 | 1
Nonresidential Equipment Replacement (NRER) | Miscellaneous Replacement | MISCELLANEOUS | HOT PLATE | DRYING PAINT/VARNISH | 371 | 13 | 271 | 14 | 1
Nonresidential Equipment Replacement (NRER) | Miscellaneous Replacement | MISCELLANEOUS | HOT PLATE | ELECTRIC OPERATED | 371 | 13 | 510 | 14 | 1
Nonresidential Equipment Replacement (NRER) | Miscellaneous Replacement | MISCELLANEOUS | HOT PLATE | FLASHER EXPAN. JOINT | 371 | 13 | 505 | 14 | 1
Nonresidential Equipment Replacement (NRER) | Miscellaneous Replacement | MISCELLANEOUS | HOT PLATE | FORMING WAX CARTONS | 371 | 13 | 515 | 14 | 1
Nonresidential Equipment Replacement (NRER) | Miscellaneous Replacement | MISCELLANEOUS | HOT PLATE | HEATING CANDY | 371 | 13 | 512 | 14 | 1
Nonresidential Equipment Replacement (NRER) | Miscellaneous Replacement | MISCELLANEOUS | HOT PLATE | HOT WATER-PROCESS | 371 | 13 | 54 | 14 | 1
Nonresidential Equipment Replacement (NRER) | Miscellaneous Replacement | MISCELLANEOUS | HOT PLATE | HUMIDIFY COTTON | 371 | 13 | 516 | 14 | 1
Nonresidential Equipment Replacement (NRER) | Miscellaneous Replacement | MISCELLANEOUS | HOT PLATE | INSTRUMENTS | 371 | 13 | 504 | 14 | 1
Nonresidential Equipment Replacement (NRER) | Miscellaneous Replacement | MISCELLANEOUS | HOT PLATE | IRONING LAUNDRY | 371 | 13 | 513 | 14 | 1
Nonresidential Equipment Replacement (NRER) | Miscellaneous Replacement | MISCELLANEOUS | HOT PLATE | LAB TESTING | 371 | 13 | 501 | 14 | 1
Nonresidential Equipment Replacement (NRER) | Miscellaneous Replacement | MISCELLANEOUS | HOT PLATE | LAMINATING | 371 | 13 | 274 | 14 | 1
Nonresidential Equipment Replacement (NRER) | Miscellaneous Replacement | MISCELLANEOUS | HOT PLATE | OXIDATION COLUMN | 371 | 13 | 507 | 14 | 1
Nonresidential Equipment Replacement (NRER) | Miscellaneous Replacement | MISCELLANEOUS | HOT PLATE | PRESSURE CONTROL | 371 | 13 | 506 | 14 | 1
Nonresidential Equipment Replacement (NRER) | Miscellaneous Replacement | MISCELLANEOUS | HOT PLATE | PROCESS HEAT | 371 | 13 | 261 | 14 | 1
Nonresidential Equipment Replacement (NRER) | Miscellaneous Replacement | MISCELLANEOUS | HOT PLATE | RECOV.OF VOLAT. VAPR | 371 | 13 | 502 | 14 | 1
Nonresidential Equipment Replacement (NRER) | Miscellaneous Replacement | MISCELLANEOUS | HOT PLATE | RESEARCH OR TESTING | 371 | 13 | 431 | 14 | 1
Nonresidential Equipment Replacement (NRER) | Miscellaneous Replacement | MISCELLANEOUS | HOT PLATE | SEALING | 371 | 13 | 758 | 14 | 1
Nonresidential Equipment Replacement (NRER) | Miscellaneous Replacement | MISCELLANEOUS | HOT PLATE | SOLDERING | 371 | 13 | 503 | 14 | 1
Nonresidential Equipment Replacement (NRER) | Miscellaneous Replacement | MISCELLANEOUS | HUMIDIFIER | BLANKETING | 386 | 13 | 508 | 14 | 1
Nonresidential Equipment Replacement (NRER) | Miscellaneous Replacement | MISCELLANEOUS | HUMIDIFIER | CORE DRYING | 386 | 13 | 511 | 14 | 1
Nonresidential Equipment Replacement (NRER) | Miscellaneous Replacement | MISCELLANEOUS | HUMIDIFIER | DRY CLEANING | 386 | 13 | 514 | 14 | 1
Nonresidential Equipment Replacement (NRER) | Miscellaneous Replacement | MISCELLANEOUS | HUMIDIFIER | DRYING | 386 | 13 | 270 | 14 | 1
Nonresidential Equipment Replacement (NRER) | Miscellaneous Replacement | MISCELLANEOUS | HUMIDIFIER | DRYING FUEL OIL | 386 | 13 | 273 | 14 | 1
Nonresidential Equipment Replacement (NRER) | Miscellaneous Replacement | MISCELLANEOUS | HUMIDIFIER | DRYING PAINT/VARNISH | 386 | 13 | 271 | 14 | 1
Nonresidential Equipment Replacement (NRER) | Miscellaneous Replacement | MISCELLANEOUS | HUMIDIFIER | ELECTRIC OPERATED | 386 | 13 | 510 | 14 | 1
Nonresidential Equipment Replacement (NRER) | Miscellaneous Replacement | MISCELLANEOUS | HUMIDIFIER | FLASHER EXPAN. JOINT | 386 | 13 | 505 | 14 | 1
Nonresidential Equipment Replacement (NRER) | Miscellaneous Replacement | MISCELLANEOUS | HUMIDIFIER | FORMING WAX CARTONS | 386 | 13 | 515 | 14 | 1
Nonresidential Equipment Replacement (NRER) | Miscellaneous Replacement | MISCELLANEOUS | HUMIDIFIER | HEATING CANDY | 386 | 13 | 512 | 14 | 1
Nonresidential Equipment Replacement (NRER) | Miscellaneous Replacement | MISCELLANEOUS | HUMIDIFIER | HOT WATER-PROCESS | 386 | 13 | 54 | 14 | 1
Nonresidential Equipment Replacement (NRER) | Miscellaneous Replacement | MISCELLANEOUS | HUMIDIFIER | HUMIDIFY COTTON | 386 | 13 | 516 | 14 | 1
Nonresidential Equipment Replacement (NRER) | Miscellaneous Replacement | MISCELLANEOUS | HUMIDIFIER | INSTRUMENTS | 386 | 13 | 504 | 14 | 1
Nonresidential Equipment Replacement (NRER) | Miscellaneous Replacement | MISCELLANEOUS | HUMIDIFIER | IRONING LAUNDRY | 386 | 13 | 513 | 14 | 1
Nonresidential Equipment Replacement (NRER) | Miscellaneous Replacement | MISCELLANEOUS | HUMIDIFIER | LAB TESTING | 386 | 13 | 501 | 14 | 1
Nonresidential Equipment Replacement (NRER) | Miscellaneous Replacement | MISCELLANEOUS | HUMIDIFIER | LAMINATING | 386 | 13 | 274 | 14 | 1
Nonresidential Equipment Replacement (NRER) | Miscellaneous Replacement | MISCELLANEOUS | HUMIDIFIER | OXIDATION COLUMN | 386 | 13 | 507 | 14 | 1
Nonresidential Equipment Replacement (NRER) | Miscellaneous Replacement | MISCELLANEOUS | HUMIDIFIER | PRESSURE CONTROL | 386 | 13 | 506 | 14 | 1
Nonresidential Equipment Replacement (NRER) | Miscellaneous Replacement | MISCELLANEOUS | HUMIDIFIER | PROCESS HEAT | 386 | 13 | 261 | 14 | 1
Nonresidential Equipment Replacement (NRER) | Miscellaneous Replacement | MISCELLANEOUS | HUMIDIFIER | RECOV.OF VOLAT. VAPR | 386 | 13 | 502 | 14 | 1
Nonresidential Equipment Replacement (NRER) | Miscellaneous Replacement | MISCELLANEOUS | HUMIDIFIER | RESEARCH OR TESTING | 386 | 13 | 431 | 14 | 1
Nonresidential Equipment Replacement (NRER) | Miscellaneous Replacement | MISCELLANEOUS | HUMIDIFIER | SEALING | 386 | 13 | 758 | 14 | 1
Nonresidential Equipment Replacement (NRER) | Miscellaneous Replacement | MISCELLANEOUS | HUMIDIFIER | SOLDERING | 386 | 13 | 503 | 14 | 1
Nonresidential Equipment Replacement (NRER) | Miscellaneous Replacement | MISCELLANEOUS | Instant. Direct Contact | BLANKETING | 1042 | 13 | 508 | 14 | 1
Nonresidential Equipment Replacement (NRER) | Miscellaneous Replacement | MISCELLANEOUS | Instant. Direct Contact | CORE DRYING | 1042 | 13 | 511 | 14 | 1
Nonresidential Equipment Replacement (NRER) | Miscellaneous Replacement | MISCELLANEOUS | Instant. Direct Contact | DRY CLEANING | 1042 | 13 | 514 | 14 | 1
Nonresidential Equipment Replacement (NRER) | Miscellaneous Replacement | MISCELLANEOUS | Instant. Direct Contact | DRYING | 1042 | 13 | 270 | 14 | 1
Nonresidential Equipment Replacement (NRER) | Miscellaneous Replacement | MISCELLANEOUS | Instant. Direct Contact | DRYING FUEL OIL | 1042 | 13 | 273 | 14 | 1
Nonresidential Equipment Replacement (NRER) | Miscellaneous Replacement | MISCELLANEOUS | Instant. Direct Contact | DRYING PAINT/VARNISH | 1042 | 13 | 271 | 14 | 1
Nonresidential Equipment Replacement (NRER) | Miscellaneous Replacement | MISCELLANEOUS | Instant. Direct Contact | ELECTRIC OPERATED | 1042 | 13 | 510 | 14 | 1
Nonresidential Equipment Replacement (NRER) | Miscellaneous Replacement | MISCELLANEOUS | Instant. Direct Contact | FLASHER EXPAN. JOINT | 1042 | 13 | 505 | 14 | 1
Nonresidential Equipment Replacement (NRER) | Miscellaneous Replacement | MISCELLANEOUS | Instant. Direct Contact | FORMING WAX CARTONS | 1042 | 13 | 515 | 14 | 1
Nonresidential Equipment Replacement (NRER) | Miscellaneous Replacement | MISCELLANEOUS | Instant. Direct Contact | HEATING CANDY | 1042 | 13 | 512 | 14 | 1
Nonresidential Equipment Replacement (NRER) | Miscellaneous Replacement | MISCELLANEOUS | Instant. Direct Contact | HOT WATER-PROCESS | 1042 | 13 | 54 | 14 | 1
Nonresidential Equipment Replacement (NRER) | Miscellaneous Replacement | MISCELLANEOUS | Instant. Direct Contact | HUMIDIFY COTTON | 1042 | 13 | 516 | 14 | 1
Nonresidential Equipment Replacement (NRER) | Miscellaneous Replacement | MISCELLANEOUS | Instant. Direct Contact | INSTRUMENTS | 1042 | 13 | 504 | 14 | 1
Nonresidential Equipment Replacement (NRER) | Miscellaneous Replacement | MISCELLANEOUS | Instant. Direct Contact | IRONING LAUNDRY | 1042 | 13 | 513 | 14 | 1
Nonresidential Equipment Replacement (NRER) | Miscellaneous Replacement | MISCELLANEOUS | Instant. Direct Contact | LAB TESTING | 1042 | 13 | 501 | 14 | 1
Nonresidential Equipment Replacement (NRER) | Miscellaneous Replacement | MISCELLANEOUS | Instant. Direct Contact | LAMINATING | 1042 | 13 | 274 | 14 | 1
Nonresidential Equipment Replacement (NRER) | Miscellaneous Replacement | MISCELLANEOUS | Instant. Direct Contact | OXIDATION COLUMN | 1042 | 13 | 507 | 14 | 1
Nonresidential Equipment Replacement (NRER) | Miscellaneous Replacement | MISCELLANEOUS | Instant. Direct Contact | PRESSURE CONTROL | 1042 | 13 | 506 | 14 | 1
Nonresidential Equipment Replacement (NRER) | Miscellaneous Replacement | MISCELLANEOUS | Instant. Direct Contact | PROCESS HEAT | 1042 | 13 | 261 | 14 | 1
Nonresidential Equipment Replacement (NRER) | Miscellaneous Replacement | MISCELLANEOUS | Instant. Direct Contact | RECOV.OF VOLAT. VAPR | 1042 | 13 | 502 | 14 | 1
Nonresidential Equipment Replacement (NRER) | Miscellaneous Replacement | MISCELLANEOUS | Instant. Direct Contact | RESEARCH OR TESTING | 1042 | 13 | 431 | 14 | 1
Nonresidential Equipment Replacement (NRER) | Miscellaneous Replacement | MISCELLANEOUS | Instant. Direct Contact | SEALING | 1042 | 13 | 758 | 14 | 1
Nonresidential Equipment Replacement (NRER) | Miscellaneous Replacement | MISCELLANEOUS | Instant. Direct Contact | SOLDERING | 1042 | 13 | 503 | 14 | 1
Nonresidential Equipment Replacement (NRER) | Miscellaneous Replacement | MISCELLANEOUS | MULTI-BURNER | BLANKETING | 377 | 13 | 508 | 14 | 1
Nonresidential Equipment Replacement (NRER) | Miscellaneous Replacement | MISCELLANEOUS | MULTI-BURNER | CORE DRYING | 377 | 13 | 511 | 14 | 1
Nonresidential Equipment Replacement (NRER) | Miscellaneous Replacement | MISCELLANEOUS | MULTI-BURNER | DRY CLEANING | 377 | 13 | 514 | 14 | 1
Nonresidential Equipment Replacement (NRER) | Miscellaneous Replacement | MISCELLANEOUS | MULTI-BURNER | DRYING | 377 | 13 | 270 | 14 | 1
Nonresidential Equipment Replacement (NRER) | Miscellaneous Replacement | MISCELLANEOUS | MULTI-BURNER | DRYING FUEL OIL | 377 | 13 | 273 | 14 | 1
Nonresidential Equipment Replacement (NRER) | Miscellaneous Replacement | MISCELLANEOUS | MULTI-BURNER | DRYING PAINT/VARNISH | 377 | 13 | 271 | 14 | 1
Nonresidential Equipment Replacement (NRER) | Miscellaneous Replacement | MISCELLANEOUS | MULTI-BURNER | ELECTRIC OPERATED | 377 | 13 | 510 | 14 | 1
Nonresidential Equipment Replacement (NRER) | Miscellaneous Replacement | MISCELLANEOUS | MULTI-BURNER | FLASHER EXPAN. JOINT | 377 | 13 | 505 | 14 | 1
Nonresidential Equipment Replacement (NRER) | Miscellaneous Replacement | MISCELLANEOUS | MULTI-BURNER | FORMING WAX CARTONS | 377 | 13 | 515 | 14 | 1
Nonresidential Equipment Replacement (NRER) | Miscellaneous Replacement | MISCELLANEOUS | MULTI-BURNER | HEATING CANDY | 377 | 13 | 512 | 14 | 1
Nonresidential Equipment Replacement (NRER) | Miscellaneous Replacement | MISCELLANEOUS | MULTI-BURNER | HOT WATER-PROCESS | 377 | 13 | 54 | 14 | 1
Nonresidential Equipment Replacement (NRER) | Miscellaneous Replacement | MISCELLANEOUS | MULTI-BURNER | HUMIDIFY COTTON | 377 | 13 | 516 | 14 | 1
Nonresidential Equipment Replacement (NRER) | Miscellaneous Replacement | MISCELLANEOUS | MULTI-BURNER | INSTRUMENTS | 377 | 13 | 504 | 14 | 1
Nonresidential Equipment Replacement (NRER) | Miscellaneous Replacement | MISCELLANEOUS | MULTI-BURNER | IRONING LAUNDRY | 377 | 13 | 513 | 14 | 1
Nonresidential Equipment Replacement (NRER) | Miscellaneous Replacement | MISCELLANEOUS | MULTI-BURNER | LAB TESTING | 377 | 13 | 501 | 14 | 1
Nonresidential Equipment Replacement (NRER) | Miscellaneous Replacement | MISCELLANEOUS | MULTI-BURNER | LAMINATING | 377 | 13 | 274 | 14 | 1
Nonresidential Equipment Replacement (NRER) | Miscellaneous Replacement | MISCELLANEOUS | MULTI-BURNER | OXIDATION COLUMN | 377 | 13 | 507 | 14 | 1
Nonresidential Equipment Replacement (NRER) | Miscellaneous Replacement | MISCELLANEOUS | MULTI-BURNER | PRESSURE CONTROL | 377 | 13 | 506 | 14 | 1
Nonresidential Equipment Replacement (NRER) | Miscellaneous Replacement | MISCELLANEOUS | MULTI-BURNER | PROCESS HEAT | 377 | 13 | 261 | 14 | 1
Nonresidential Equipment Replacement (NRER) | Miscellaneous Replacement | MISCELLANEOUS | MULTI-BURNER | RECOV.OF VOLAT. VAPR | 377 | 13 | 502 | 14 | 1
Nonresidential Equipment Replacement (NRER) | Miscellaneous Replacement | MISCELLANEOUS | MULTI-BURNER | RESEARCH OR TESTING | 377 | 13 | 431 | 14 | 1
Nonresidential Equipment Replacement (NRER) | Miscellaneous Replacement | MISCELLANEOUS | MULTI-BURNER | SEALING | 377 | 13 | 758 | 14 | 1
Nonresidential Equipment Replacement (NRER) | Miscellaneous Replacement | MISCELLANEOUS | MULTI-BURNER | SOLDERING | 377 | 13 | 503 | 14 | 1
Nonresidential Equipment Replacement (NRER) | Miscellaneous Replacement | MISCELLANEOUS | PACKAGING MACHINE | BLANKETING | 384 | 13 | 508 | 14 | 1
Nonresidential Equipment Replacement (NRER) | Miscellaneous Replacement | MISCELLANEOUS | PACKAGING MACHINE | CORE DRYING | 384 | 13 | 511 | 14 | 1
Nonresidential Equipment Replacement (NRER) | Miscellaneous Replacement | MISCELLANEOUS | PACKAGING MACHINE | DRY CLEANING | 384 | 13 | 514 | 14 | 1
Nonresidential Equipment Replacement (NRER) | Miscellaneous Replacement | MISCELLANEOUS | PACKAGING MACHINE | DRYING | 384 | 13 | 270 | 14 | 1
Nonresidential Equipment Replacement (NRER) | Miscellaneous Replacement | MISCELLANEOUS | PACKAGING MACHINE | DRYING FUEL OIL | 384 | 13 | 273 | 14 | 1
Nonresidential Equipment Replacement (NRER) | Miscellaneous Replacement | MISCELLANEOUS | PACKAGING MACHINE | DRYING PAINT/VARNISH | 384 | 13 | 271 | 14 | 1
Nonresidential Equipment Replacement (NRER) | Miscellaneous Replacement | MISCELLANEOUS | PACKAGING MACHINE | ELECTRIC OPERATED | 384 | 13 | 510 | 14 | 1
Nonresidential Equipment Replacement (NRER) | Miscellaneous Replacement | MISCELLANEOUS | PACKAGING MACHINE | FLASHER EXPAN. JOINT | 384 | 13 | 505 | 14 | 1
Nonresidential Equipment Replacement (NRER) | Miscellaneous Replacement | MISCELLANEOUS | PACKAGING MACHINE | FORMING WAX CARTONS | 384 | 13 | 515 | 14 | 1
Nonresidential Equipment Replacement (NRER) | Miscellaneous Replacement | MISCELLANEOUS | PACKAGING MACHINE | HEATING CANDY | 384 | 13 | 512 | 14 | 1
Nonresidential Equipment Replacement (NRER) | Miscellaneous Replacement | MISCELLANEOUS | PACKAGING MACHINE | HOT WATER-PROCESS | 384 | 13 | 54 | 14 | 1
Nonresidential Equipment Replacement (NRER) | Miscellaneous Replacement | MISCELLANEOUS | PACKAGING MACHINE | HUMIDIFY COTTON | 384 | 13 | 516 | 14 | 1
Nonresidential Equipment Replacement (NRER) | Miscellaneous Replacement | MISCELLANEOUS | PACKAGING MACHINE | INSTRUMENTS | 384 | 13 | 504 | 14 | 1
Nonresidential Equipment Replacement (NRER) | Miscellaneous Replacement | MISCELLANEOUS | PACKAGING MACHINE | IRONING LAUNDRY | 384 | 13 | 513 | 14 | 1
Nonresidential Equipment Replacement (NRER) | Miscellaneous Replacement | MISCELLANEOUS | PACKAGING MACHINE | LAB TESTING | 384 | 13 | 501 | 14 | 1
Nonresidential Equipment Replacement (NRER) | Miscellaneous Replacement | MISCELLANEOUS | PACKAGING MACHINE | LAMINATING | 384 | 13 | 274 | 14 | 1
Nonresidential Equipment Replacement (NRER) | Miscellaneous Replacement | MISCELLANEOUS | PACKAGING MACHINE | OXIDATION COLUMN | 384 | 13 | 507 | 14 | 1
Nonresidential Equipment Replacement (NRER) | Miscellaneous Replacement | MISCELLANEOUS | PACKAGING MACHINE | PRESSURE CONTROL | 384 | 13 | 506 | 14 | 1
Nonresidential Equipment Replacement (NRER) | Miscellaneous Replacement | MISCELLANEOUS | PACKAGING MACHINE | PROCESS HEAT | 384 | 13 | 261 | 14 | 1
Nonresidential Equipment Replacement (NRER) | Miscellaneous Replacement | MISCELLANEOUS | PACKAGING MACHINE | RECOV.OF VOLAT. VAPR | 384 | 13 | 502 | 14 | 1
Nonresidential Equipment Replacement (NRER) | Miscellaneous Replacement | MISCELLANEOUS | PACKAGING MACHINE | RESEARCH OR TESTING | 384 | 13 | 431 | 14 | 1
Nonresidential Equipment Replacement (NRER) | Miscellaneous Replacement | MISCELLANEOUS | PACKAGING MACHINE | SEALING | 384 | 13 | 758 | 14 | 1
Nonresidential Equipment Replacement (NRER) | Miscellaneous Replacement | MISCELLANEOUS | PACKAGING MACHINE | SOLDERING | 384 | 13 | 503 | 14 | 1
Nonresidential Equipment Replacement (NRER) | Miscellaneous Replacement | MISCELLANEOUS | PURGE GAS | BLANKETING | 374 | 13 | 508 | 14 | 1
Nonresidential Equipment Replacement (NRER) | Miscellaneous Replacement | MISCELLANEOUS | PURGE GAS | CORE DRYING | 374 | 13 | 511 | 14 | 1
Nonresidential Equipment Replacement (NRER) | Miscellaneous Replacement | MISCELLANEOUS | PURGE GAS | DRY CLEANING | 374 | 13 | 514 | 14 | 1
Nonresidential Equipment Replacement (NRER) | Miscellaneous Replacement | MISCELLANEOUS | PURGE GAS | DRYING | 374 | 13 | 270 | 14 | 1
Nonresidential Equipment Replacement (NRER) | Miscellaneous Replacement | MISCELLANEOUS | PURGE GAS | DRYING FUEL OIL | 374 | 13 | 273 | 14 | 1
Nonresidential Equipment Replacement (NRER) | Miscellaneous Replacement | MISCELLANEOUS | PURGE GAS | DRYING PAINT/VARNISH | 374 | 13 | 271 | 14 | 1
Nonresidential Equipment Replacement (NRER) | Miscellaneous Replacement | MISCELLANEOUS | PURGE GAS | ELECTRIC OPERATED | 374 | 13 | 510 | 14 | 1
Nonresidential Equipment Replacement (NRER) | Miscellaneous Replacement | MISCELLANEOUS | PURGE GAS | FLASHER EXPAN. JOINT | 374 | 13 | 505 | 14 | 1
Nonresidential Equipment Replacement (NRER) | Miscellaneous Replacement | MISCELLANEOUS | PURGE GAS | FORMING WAX CARTONS | 374 | 13 | 515 | 14 | 1
Nonresidential Equipment Replacement (NRER) | Miscellaneous Replacement | MISCELLANEOUS | PURGE GAS | HEATING CANDY | 374 | 13 | 512 | 14 | 1
Nonresidential Equipment Replacement (NRER) | Miscellaneous Replacement | MISCELLANEOUS | PURGE GAS | HOT WATER-PROCESS | 374 | 13 | 54 | 14 | 1
Nonresidential Equipment Replacement (NRER) | Miscellaneous Replacement | MISCELLANEOUS | PURGE GAS | HUMIDIFY COTTON | 374 | 13 | 516 | 14 | 1
Nonresidential Equipment Replacement (NRER) | Miscellaneous Replacement | MISCELLANEOUS | PURGE GAS | INSTRUMENTS | 374 | 13 | 504 | 14 | 1
Nonresidential Equipment Replacement (NRER) | Miscellaneous Replacement | MISCELLANEOUS | PURGE GAS | IRONING LAUNDRY | 374 | 13 | 513 | 14 | 1
Nonresidential Equipment Replacement (NRER) | Miscellaneous Replacement | MISCELLANEOUS | PURGE GAS | LAB TESTING | 374 | 13 | 501 | 14 | 1
Nonresidential Equipment Replacement (NRER) | Miscellaneous Replacement | MISCELLANEOUS | PURGE GAS | LAMINATING | 374 | 13 | 274 | 14 | 1
Nonresidential Equipment Replacement (NRER) | Miscellaneous Replacement | MISCELLANEOUS | PURGE GAS | OXIDATION COLUMN | 374 | 13 | 507 | 14 | 1
Nonresidential Equipment Replacement (NRER) | Miscellaneous Replacement | MISCELLANEOUS | PURGE GAS | PRESSURE CONTROL | 374 | 13 | 506 | 14 | 1
Nonresidential Equipment Replacement (NRER) | Miscellaneous Replacement | MISCELLANEOUS | PURGE GAS | PROCESS HEAT | 374 | 13 | 261 | 14 | 1
Nonresidential Equipment Replacement (NRER) | Miscellaneous Replacement | MISCELLANEOUS | PURGE GAS | RECOV.OF VOLAT. VAPR | 374 | 13 | 502 | 14 | 1
Nonresidential Equipment Replacement (NRER) | Miscellaneous Replacement | MISCELLANEOUS | PURGE GAS | RESEARCH OR TESTING | 374 | 13 | 431 | 14 | 1
Nonresidential Equipment Replacement (NRER) | Miscellaneous Replacement | MISCELLANEOUS | PURGE GAS | SEALING | 374 | 13 | 758 | 14 | 1
Nonresidential Equipment Replacement (NRER) | Miscellaneous Replacement | MISCELLANEOUS | PURGE GAS | SOLDERING | 374 | 13 | 503 | 14 | 1
Nonresidential Equipment Replacement (NRER) | Miscellaneous Replacement | MISCELLANEOUS | SHELL CORE MACHINE | BLANKETING | 376 | 13 | 508 | 14 | 1
Nonresidential Equipment Replacement (NRER) | Miscellaneous Replacement | MISCELLANEOUS | SHELL CORE MACHINE | CORE DRYING | 376 | 13 | 511 | 14 | 1
Nonresidential Equipment Replacement (NRER) | Miscellaneous Replacement | MISCELLANEOUS | SHELL CORE MACHINE | DRY CLEANING | 376 | 13 | 514 | 14 | 1
Nonresidential Equipment Replacement (NRER) | Miscellaneous Replacement | MISCELLANEOUS | SHELL CORE MACHINE | DRYING | 376 | 13 | 270 | 14 | 1
Nonresidential Equipment Replacement (NRER) | Miscellaneous Replacement | MISCELLANEOUS | SHELL CORE MACHINE | DRYING FUEL OIL | 376 | 13 | 273 | 14 | 1
Nonresidential Equipment Replacement (NRER) | Miscellaneous Replacement | MISCELLANEOUS | SHELL CORE MACHINE | DRYING PAINT/VARNISH | 376 | 13 | 271 | 14 | 1
Nonresidential Equipment Replacement (NRER) | Miscellaneous Replacement | MISCELLANEOUS | SHELL CORE MACHINE | ELECTRIC OPERATED | 376 | 13 | 510 | 14 | 1
Nonresidential Equipment Replacement (NRER) | Miscellaneous Replacement | MISCELLANEOUS | SHELL CORE MACHINE | FLASHER EXPAN. JOINT | 376 | 13 | 505 | 14 | 1
Nonresidential Equipment Replacement (NRER) | Miscellaneous Replacement | MISCELLANEOUS | SHELL CORE MACHINE | FORMING WAX CARTONS | 376 | 13 | 515 | 14 | 1
Nonresidential Equipment Replacement (NRER) | Miscellaneous Replacement | MISCELLANEOUS | SHELL CORE MACHINE | HEATING CANDY | 376 | 13 | 512 | 14 | 1
Nonresidential Equipment Replacement (NRER) | Miscellaneous Replacement | MISCELLANEOUS | SHELL CORE MACHINE | HOT WATER-PROCESS | 376 | 13 | 54 | 14 | 1
Nonresidential Equipment Replacement (NRER) | Miscellaneous Replacement | MISCELLANEOUS | SHELL CORE MACHINE | HUMIDIFY COTTON | 376 | 13 | 516 | 14 | 1
Nonresidential Equipment Replacement (NRER) | Miscellaneous Replacement | MISCELLANEOUS | SHELL CORE MACHINE | INSTRUMENTS | 376 | 13 | 504 | 14 | 1
Nonresidential Equipment Replacement (NRER) | Miscellaneous Replacement | MISCELLANEOUS | SHELL CORE MACHINE | IRONING LAUNDRY | 376 | 13 | 513 | 14 | 1
Nonresidential Equipment Replacement (NRER) | Miscellaneous Replacement | MISCELLANEOUS | SHELL CORE MACHINE | LAB TESTING | 376 | 13 | 501 | 14 | 1
Nonresidential Equipment Replacement (NRER) | Miscellaneous Replacement | MISCELLANEOUS | SHELL CORE MACHINE | LAMINATING | 376 | 13 | 274 | 14 | 1
Nonresidential Equipment Replacement (NRER) | Miscellaneous Replacement | MISCELLANEOUS | SHELL CORE MACHINE | OXIDATION COLUMN | 376 | 13 | 507 | 14 | 1
Nonresidential Equipment Replacement (NRER) | Miscellaneous Replacement | MISCELLANEOUS | SHELL CORE MACHINE | PRESSURE CONTROL | 376 | 13 | 506 | 14 | 1
Nonresidential Equipment Replacement (NRER) | Miscellaneous Replacement | MISCELLANEOUS | SHELL CORE MACHINE | PROCESS HEAT | 376 | 13 | 261 | 14 | 1
Nonresidential Equipment Replacement (NRER) | Miscellaneous Replacement | MISCELLANEOUS | SHELL CORE MACHINE | RECOV.OF VOLAT. VAPR | 376 | 13 | 502 | 14 | 1
Nonresidential Equipment Replacement (NRER) | Miscellaneous Replacement | MISCELLANEOUS | SHELL CORE MACHINE | RESEARCH OR TESTING | 376 | 13 | 431 | 14 | 1
Nonresidential Equipment Replacement (NRER) | Miscellaneous Replacement | MISCELLANEOUS | SHELL CORE MACHINE | SEALING | 376 | 13 | 758 | 14 | 1
Nonresidential Equipment Replacement (NRER) | Miscellaneous Replacement | MISCELLANEOUS | SHELL CORE MACHINE | SOLDERING | 376 | 13 | 503 | 14 | 1
Nonresidential Equipment Replacement (NRER) | Miscellaneous Replacement | MISCELLANEOUS | SOLDERING IRON | BLANKETING | 372 | 13 | 508 | 14 | 1
Nonresidential Equipment Replacement (NRER) | Miscellaneous Replacement | MISCELLANEOUS | SOLDERING IRON | CORE DRYING | 372 | 13 | 511 | 14 | 1
Nonresidential Equipment Replacement (NRER) | Miscellaneous Replacement | MISCELLANEOUS | SOLDERING IRON | DRY CLEANING | 372 | 13 | 514 | 14 | 1
Nonresidential Equipment Replacement (NRER) | Miscellaneous Replacement | MISCELLANEOUS | SOLDERING IRON | DRYING | 372 | 13 | 270 | 14 | 1
Nonresidential Equipment Replacement (NRER) | Miscellaneous Replacement | MISCELLANEOUS | SOLDERING IRON | DRYING FUEL OIL | 372 | 13 | 273 | 14 | 1
Nonresidential Equipment Replacement (NRER) | Miscellaneous Replacement | MISCELLANEOUS | SOLDERING IRON | DRYING PAINT/VARNISH | 372 | 13 | 271 | 14 | 1
Nonresidential Equipment Replacement (NRER) | Miscellaneous Replacement | MISCELLANEOUS | SOLDERING IRON | ELECTRIC OPERATED | 372 | 13 | 510 | 14 | 1
Nonresidential Equipment Replacement (NRER) | Miscellaneous Replacement | MISCELLANEOUS | SOLDERING IRON | FLASHER EXPAN. JOINT | 372 | 13 | 505 | 14 | 1
Nonresidential Equipment Replacement (NRER) | Miscellaneous Replacement | MISCELLANEOUS | SOLDERING IRON | FORMING WAX CARTONS | 372 | 13 | 515 | 14 | 1
Nonresidential Equipment Replacement (NRER) | Miscellaneous Replacement | MISCELLANEOUS | SOLDERING IRON | HEATING CANDY | 372 | 13 | 512 | 14 | 1
Nonresidential Equipment Replacement (NRER) | Miscellaneous Replacement | MISCELLANEOUS | SOLDERING IRON | HOT WATER-PROCESS | 372 | 13 | 54 | 14 | 1
Nonresidential Equipment Replacement (NRER) | Miscellaneous Replacement | MISCELLANEOUS | SOLDERING IRON | HUMIDIFY COTTON | 372 | 13 | 516 | 14 | 1
Nonresidential Equipment Replacement (NRER) | Miscellaneous Replacement | MISCELLANEOUS | SOLDERING IRON | INSTRUMENTS | 372 | 13 | 504 | 14 | 1
Nonresidential Equipment Replacement (NRER) | Miscellaneous Replacement | MISCELLANEOUS | SOLDERING IRON | IRONING LAUNDRY | 372 | 13 | 513 | 14 | 1
Nonresidential Equipment Replacement (NRER) | Miscellaneous Replacement | MISCELLANEOUS | SOLDERING IRON | LAB TESTING | 372 | 13 | 501 | 14 | 1
Nonresidential Equipment Replacement (NRER) | Miscellaneous Replacement | MISCELLANEOUS | SOLDERING IRON | LAMINATING | 372 | 13 | 274 | 14 | 1
Nonresidential Equipment Replacement (NRER) | Miscellaneous Replacement | MISCELLANEOUS | SOLDERING IRON | OXIDATION COLUMN | 372 | 13 | 507 | 14 | 1
Nonresidential Equipment Replacement (NRER) | Miscellaneous Replacement | MISCELLANEOUS | SOLDERING IRON | PRESSURE CONTROL | 372 | 13 | 506 | 14 | 1
Nonresidential Equipment Replacement (NRER) | Miscellaneous Replacement | MISCELLANEOUS | SOLDERING IRON | PROCESS HEAT | 372 | 13 | 261 | 14 | 1
Nonresidential Equipment Replacement (NRER) | Miscellaneous Replacement | MISCELLANEOUS | SOLDERING IRON | RECOV.OF VOLAT. VAPR | 372 | 13 | 502 | 14 | 1
Nonresidential Equipment Replacement (NRER) | Miscellaneous Replacement | MISCELLANEOUS | SOLDERING IRON | RESEARCH OR TESTING | 372 | 13 | 431 | 14 | 1
Nonresidential Equipment Replacement (NRER) | Miscellaneous Replacement | MISCELLANEOUS | SOLDERING IRON | SEALING | 372 | 13 | 758 | 14 | 1
Nonresidential Equipment Replacement (NRER) | Miscellaneous Replacement | MISCELLANEOUS | SOLDERING IRON | SOLDERING | 372 | 13 | 503 | 14 | 1
Nonresidential Equipment Replacement (NRER) | Miscellaneous Replacement | MISCELLANEOUS | VAPOR RECOVERY | BLANKETING | 373 | 13 | 508 | 14 | 1
Nonresidential Equipment Replacement (NRER) | Miscellaneous Replacement | MISCELLANEOUS | VAPOR RECOVERY | CORE DRYING | 373 | 13 | 511 | 14 | 1
Nonresidential Equipment Replacement (NRER) | Miscellaneous Replacement | MISCELLANEOUS | VAPOR RECOVERY | DRY CLEANING | 373 | 13 | 514 | 14 | 1
Nonresidential Equipment Replacement (NRER) | Miscellaneous Replacement | MISCELLANEOUS | VAPOR RECOVERY | DRYING | 373 | 13 | 270 | 14 | 1
Nonresidential Equipment Replacement (NRER) | Miscellaneous Replacement | MISCELLANEOUS | VAPOR RECOVERY | DRYING FUEL OIL | 373 | 13 | 273 | 14 | 1
Nonresidential Equipment Replacement (NRER) | Miscellaneous Replacement | MISCELLANEOUS | VAPOR RECOVERY | DRYING PAINT/VARNISH | 373 | 13 | 271 | 14 | 1
Nonresidential Equipment Replacement (NRER) | Miscellaneous Replacement | MISCELLANEOUS | VAPOR RECOVERY | ELECTRIC OPERATED | 373 | 13 | 510 | 14 | 1
Nonresidential Equipment Replacement (NRER) | Miscellaneous Replacement | MISCELLANEOUS | VAPOR RECOVERY | FLASHER EXPAN. JOINT | 373 | 13 | 505 | 14 | 1
Nonresidential Equipment Replacement (NRER) | Miscellaneous Replacement | MISCELLANEOUS | VAPOR RECOVERY | FORMING WAX CARTONS | 373 | 13 | 515 | 14 | 1
Nonresidential Equipment Replacement (NRER) | Miscellaneous Replacement | MISCELLANEOUS | VAPOR RECOVERY | HEATING CANDY | 373 | 13 | 512 | 14 | 1
Nonresidential Equipment Replacement (NRER) | Miscellaneous Replacement | MISCELLANEOUS | VAPOR RECOVERY | HOT WATER-PROCESS | 373 | 13 | 54 | 14 | 1
Nonresidential Equipment Replacement (NRER) | Miscellaneous Replacement | MISCELLANEOUS | VAPOR RECOVERY | HUMIDIFY COTTON | 373 | 13 | 516 | 14 | 1
Nonresidential Equipment Replacement (NRER) | Miscellaneous Replacement | MISCELLANEOUS | VAPOR RECOVERY | INSTRUMENTS | 373 | 13 | 504 | 14 | 1
Nonresidential Equipment Replacement (NRER) | Miscellaneous Replacement | MISCELLANEOUS | VAPOR RECOVERY | IRONING LAUNDRY | 373 | 13 | 513 | 14 | 1
Nonresidential Equipment Replacement (NRER) | Miscellaneous Replacement | MISCELLANEOUS | VAPOR RECOVERY | LAB TESTING | 373 | 13 | 501 | 14 | 1
Nonresidential Equipment Replacement (NRER) | Miscellaneous Replacement | MISCELLANEOUS | VAPOR RECOVERY | LAMINATING | 373 | 13 | 274 | 14 | 1
Nonresidential Equipment Replacement (NRER) | Miscellaneous Replacement | MISCELLANEOUS | VAPOR RECOVERY | OXIDATION COLUMN | 373 | 13 | 507 | 14 | 1
Nonresidential Equipment Replacement (NRER) | Miscellaneous Replacement | MISCELLANEOUS | VAPOR RECOVERY | PRESSURE CONTROL | 373 | 13 | 506 | 14 | 1
Nonresidential Equipment Replacement (NRER) | Miscellaneous Replacement | MISCELLANEOUS | VAPOR RECOVERY | PROCESS HEAT | 373 | 13 | 261 | 14 | 1
Nonresidential Equipment Replacement (NRER) | Miscellaneous Replacement | MISCELLANEOUS | VAPOR RECOVERY | RECOV.OF VOLAT. VAPR | 373 | 13 | 502 | 14 | 1
Nonresidential Equipment Replacement (NRER) | Miscellaneous Replacement | MISCELLANEOUS | VAPOR RECOVERY | RESEARCH OR TESTING | 373 | 13 | 431 | 14 | 1
Nonresidential Equipment Replacement (NRER) | Miscellaneous Replacement | MISCELLANEOUS | VAPOR RECOVERY | SEALING | 373 | 13 | 758 | 14 | 1
Nonresidential Equipment Replacement (NRER) | Miscellaneous Replacement | MISCELLANEOUS | VAPOR RECOVERY | SOLDERING | 373 | 13 | 503 | 14 | 1
Nonresidential Equipment Replacement (NRER) | Miscellaneous Replacement | MISCELLANEOUS | VIRKOTYPE | BLANKETING | 382 | 13 | 508 | 14 | 1
Nonresidential Equipment Replacement (NRER) | Miscellaneous Replacement | MISCELLANEOUS | VIRKOTYPE | CORE DRYING | 382 | 13 | 511 | 14 | 1
Nonresidential Equipment Replacement (NRER) | Miscellaneous Replacement | MISCELLANEOUS | VIRKOTYPE | DRY CLEANING | 382 | 13 | 514 | 14 | 1
Nonresidential Equipment Replacement (NRER) | Miscellaneous Replacement | MISCELLANEOUS | VIRKOTYPE | DRYING | 382 | 13 | 270 | 14 | 1
Nonresidential Equipment Replacement (NRER) | Miscellaneous Replacement | MISCELLANEOUS | VIRKOTYPE | DRYING FUEL OIL | 382 | 13 | 273 | 14 | 1
Nonresidential Equipment Replacement (NRER) | Miscellaneous Replacement | MISCELLANEOUS | VIRKOTYPE | DRYING PAINT/VARNISH | 382 | 13 | 271 | 14 | 1
Nonresidential Equipment Replacement (NRER) | Miscellaneous Replacement | MISCELLANEOUS | VIRKOTYPE | ELECTRIC OPERATED | 382 | 13 | 510 | 14 | 1
Nonresidential Equipment Replacement (NRER) | Miscellaneous Replacement | MISCELLANEOUS | VIRKOTYPE | FLASHER EXPAN. JOINT | 382 | 13 | 505 | 14 | 1
Nonresidential Equipment Replacement (NRER) | Miscellaneous Replacement | MISCELLANEOUS | VIRKOTYPE | FORMING WAX CARTONS | 382 | 13 | 515 | 14 | 1
Nonresidential Equipment Replacement (NRER) | Miscellaneous Replacement | MISCELLANEOUS | VIRKOTYPE | HEATING CANDY | 382 | 13 | 512 | 14 | 1
Nonresidential Equipment Replacement (NRER) | Miscellaneous Replacement | MISCELLANEOUS | VIRKOTYPE | HOT WATER-PROCESS | 382 | 13 | 54 | 14 | 1
Nonresidential Equipment Replacement (NRER) | Miscellaneous Replacement | MISCELLANEOUS | VIRKOTYPE | HUMIDIFY COTTON | 382 | 13 | 516 | 14 | 1
Nonresidential Equipment Replacement (NRER) | Miscellaneous Replacement | MISCELLANEOUS | VIRKOTYPE | INSTRUMENTS | 382 | 13 | 504 | 14 | 1
Nonresidential Equipment Replacement (NRER) | Miscellaneous Replacement | MISCELLANEOUS | VIRKOTYPE | IRONING LAUNDRY | 382 | 13 | 513 | 14 | 1
Nonresidential Equipment Replacement (NRER) | Miscellaneous Replacement | MISCELLANEOUS | VIRKOTYPE | LAB TESTING | 382 | 13 | 501 | 14 | 1
Nonresidential Equipment Replacement (NRER) | Miscellaneous Replacement | MISCELLANEOUS | VIRKOTYPE | LAMINATING | 382 | 13 | 274 | 14 | 1
Nonresidential Equipment Replacement (NRER) | Miscellaneous Replacement | MISCELLANEOUS | VIRKOTYPE | OXIDATION COLUMN | 382 | 13 | 507 | 14 | 1
Nonresidential Equipment Replacement (NRER) | Miscellaneous Replacement | MISCELLANEOUS | VIRKOTYPE | PRESSURE CONTROL | 382 | 13 | 506 | 14 | 1
Nonresidential Equipment Replacement (NRER) | Miscellaneous Replacement | MISCELLANEOUS | VIRKOTYPE | PROCESS HEAT | 382 | 13 | 261 | 14 | 1
Nonresidential Equipment Replacement (NRER) | Miscellaneous Replacement | MISCELLANEOUS | VIRKOTYPE | RECOV.OF VOLAT. VAPR | 382 | 13 | 502 | 14 | 1
Nonresidential Equipment Replacement (NRER) | Miscellaneous Replacement | MISCELLANEOUS | VIRKOTYPE | RESEARCH OR TESTING | 382 | 13 | 431 | 14 | 1
Nonresidential Equipment Replacement (NRER) | Miscellaneous Replacement | MISCELLANEOUS | VIRKOTYPE | SEALING | 382 | 13 | 758 | 14 | 1
Nonresidential Equipment Replacement (NRER) | Miscellaneous Replacement | MISCELLANEOUS | VIRKOTYPE | SOLDERING | 382 | 13 | 503 | 14 | 1
Nonresidential Equipment Replacement (NRER) | Miscellaneous Replacement | TANK | ASPHALT | CLEANING | 480 | 18 | 700 | 14 | 1
Nonresidential Equipment Replacement (NRER) | Miscellaneous Replacement | TANK | ASPHALT | CLEANING METAL | 480 | 18 | 701 | 14 | 1
Nonresidential Equipment Replacement (NRER) | Miscellaneous Replacement | TANK | ASPHALT | CURING | 480 | 18 | 702 | 14 | 1
Nonresidential Equipment Replacement (NRER) | Miscellaneous Replacement | TANK | ASPHALT | ETCHING | 480 | 18 | 711 | 14 | 1
Nonresidential Equipment Replacement (NRER) | Miscellaneous Replacement | TANK | ASPHALT | HEATING ASPHALT | 480 | 18 | 704 | 14 | 1
Nonresidential Equipment Replacement (NRER) | Miscellaneous Replacement | TANK | ASPHALT | HOT RINSE | 480 | 18 | 705 | 14 | 1
Nonresidential Equipment Replacement (NRER) | Miscellaneous Replacement | TANK | ASPHALT | LAB TESTING | 480 | 18 | 501 | 14 | 1
Nonresidential Equipment Replacement (NRER) | Miscellaneous Replacement | TANK | ASPHALT | MELTING GLASS | 480 | 18 | 706 | 14 | 1
Nonresidential Equipment Replacement (NRER) | Miscellaneous Replacement | TANK | ASPHALT | METAL PLATE | 480 | 18 | 707 | 14 | 1
Nonresidential Equipment Replacement (NRER) | Miscellaneous Replacement | TANK | ASPHALT | PHOSPHATIZING STEEL | 480 | 18 | 708 | 14 | 1
Nonresidential Equipment Replacement (NRER) | Miscellaneous Replacement | TANK | ASPHALT | PICKLING STEEL | 480 | 18 | 709 | 14 | 1
Nonresidential Equipment Replacement (NRER) | Miscellaneous Replacement | TANK | ASPHALT | PROCESS HEAT | 480 | 18 | 261 | 14 | 1
Nonresidential Equipment Replacement (NRER) | Miscellaneous Replacement | TANK | ASPHALT | QUENCHING-HT. TRTING | 480 | 18 | 710 | 14 | 1
Nonresidential Equipment Replacement (NRER) | Miscellaneous Replacement | TANK | BOILOUT | CLEANING | 492 | 18 | 700 | 14 | 1
Nonresidential Equipment Replacement (NRER) | Miscellaneous Replacement | TANK | BOILOUT | CLEANING METAL | 492 | 18 | 701 | 14 | 1
Nonresidential Equipment Replacement (NRER) | Miscellaneous Replacement | TANK | BOILOUT | CURING | 492 | 18 | 702 | 14 | 1
Nonresidential Equipment Replacement (NRER) | Miscellaneous Replacement | TANK | BOILOUT | ETCHING | 492 | 18 | 711 | 14 | 1
Nonresidential Equipment Replacement (NRER) | Miscellaneous Replacement | TANK | BOILOUT | HEATING ASPHALT | 492 | 18 | 704 | 14 | 1
Nonresidential Equipment Replacement (NRER) | Miscellaneous Replacement | TANK | BOILOUT | HOT RINSE | 492 | 18 | 705 | 14 | 1
Nonresidential Equipment Replacement (NRER) | Miscellaneous Replacement | TANK | BOILOUT | LAB TESTING | 492 | 18 | 501 | 14 | 1
Nonresidential Equipment Replacement (NRER) | Miscellaneous Replacement | TANK | BOILOUT | MELTING GLASS | 492 | 18 | 706 | 14 | 1
Nonresidential Equipment Replacement (NRER) | Miscellaneous Replacement | TANK | BOILOUT | METAL PLATE | 492 | 18 | 707 | 14 | 1
Nonresidential Equipment Replacement (NRER) | Miscellaneous Replacement | TANK | BOILOUT | PHOSPHATIZING STEEL | 492 | 18 | 708 | 14 | 1
Nonresidential Equipment Replacement (NRER) | Miscellaneous Replacement | TANK | BOILOUT | PICKLING STEEL | 492 | 18 | 709 | 14 | 1
Nonresidential Equipment Replacement (NRER) | Miscellaneous Replacement | TANK | BOILOUT | PROCESS HEAT | 492 | 18 | 261 | 14 | 1
Nonresidential Equipment Replacement (NRER) | Miscellaneous Replacement | TANK | BOILOUT | QUENCHING-HT. TRTING | 492 | 18 | 710 | 14 | 1
Nonresidential Equipment Replacement (NRER) | Miscellaneous Replacement | TANK | DAY GLASS | CLEANING | 481 | 18 | 700 | 14 | 1
Nonresidential Equipment Replacement (NRER) | Miscellaneous Replacement | TANK | DAY GLASS | CLEANING METAL | 481 | 18 | 701 | 14 | 1
Nonresidential Equipment Replacement (NRER) | Miscellaneous Replacement | TANK | DAY GLASS | CURING | 481 | 18 | 702 | 14 | 1
Nonresidential Equipment Replacement (NRER) | Miscellaneous Replacement | TANK | DAY GLASS | ETCHING | 481 | 18 | 711 | 14 | 1
Nonresidential Equipment Replacement (NRER) | Miscellaneous Replacement | TANK | DAY GLASS | HEATING ASPHALT | 481 | 18 | 704 | 14 | 1
Nonresidential Equipment Replacement (NRER) | Miscellaneous Replacement | TANK | DAY GLASS | HOT RINSE | 481 | 18 | 705 | 14 | 1
Nonresidential Equipment Replacement (NRER) | Miscellaneous Replacement | TANK | DAY GLASS | LAB TESTING | 481 | 18 | 501 | 14 | 1
Nonresidential Equipment Replacement (NRER) | Miscellaneous Replacement | TANK | DAY GLASS | MELTING GLASS | 481 | 18 | 706 | 14 | 1
Nonresidential Equipment Replacement (NRER) | Miscellaneous Replacement | TANK | DAY GLASS | METAL PLATE | 481 | 18 | 707 | 14 | 1
Nonresidential Equipment Replacement (NRER) | Miscellaneous Replacement | TANK | DAY GLASS | PHOSPHATIZING STEEL | 481 | 18 | 708 | 14 | 1
Nonresidential Equipment Replacement (NRER) | Miscellaneous Replacement | TANK | DAY GLASS | PICKLING STEEL | 481 | 18 | 709 | 14 | 1
Nonresidential Equipment Replacement (NRER) | Miscellaneous Replacement | TANK | DAY GLASS | PROCESS HEAT | 481 | 18 | 261 | 14 | 1
Nonresidential Equipment Replacement (NRER) | Miscellaneous Replacement | TANK | DAY GLASS | QUENCHING-HT. TRTING | 481 | 18 | 710 | 14 | 1
Nonresidential Equipment Replacement (NRER) | Miscellaneous Replacement | TANK | DEGREASER | CLEANING | 482 | 18 | 700 | 14 | 1
Nonresidential Equipment Replacement (NRER) | Miscellaneous Replacement | TANK | DEGREASER | CLEANING METAL | 482 | 18 | 701 | 14 | 1
Nonresidential Equipment Replacement (NRER) | Miscellaneous Replacement | TANK | DEGREASER | CURING | 482 | 18 | 702 | 14 | 1
Nonresidential Equipment Replacement (NRER) | Miscellaneous Replacement | TANK | DEGREASER | ETCHING | 482 | 18 | 711 | 14 | 1
Nonresidential Equipment Replacement (NRER) | Miscellaneous Replacement | TANK | DEGREASER | HEATING ASPHALT | 482 | 18 | 704 | 14 | 1
Nonresidential Equipment Replacement (NRER) | Miscellaneous Replacement | TANK | DEGREASER | HOT RINSE | 482 | 18 | 705 | 14 | 1
Nonresidential Equipment Replacement (NRER) | Miscellaneous Replacement | TANK | DEGREASER | LAB TESTING | 482 | 18 | 501 | 14 | 1
Nonresidential Equipment Replacement (NRER) | Miscellaneous Replacement | TANK | DEGREASER | MELTING GLASS | 482 | 18 | 706 | 14 | 1
Nonresidential Equipment Replacement (NRER) | Miscellaneous Replacement | TANK | DEGREASER | METAL PLATE | 482 | 18 | 707 | 14 | 1
Nonresidential Equipment Replacement (NRER) | Miscellaneous Replacement | TANK | DEGREASER | PHOSPHATIZING STEEL | 482 | 18 | 708 | 14 | 1
Nonresidential Equipment Replacement (NRER) | Miscellaneous Replacement | TANK | DEGREASER | PICKLING STEEL | 482 | 18 | 709 | 14 | 1
Nonresidential Equipment Replacement (NRER) | Miscellaneous Replacement | TANK | DEGREASER | PROCESS HEAT | 482 | 18 | 261 | 14 | 1
Nonresidential Equipment Replacement (NRER) | Miscellaneous Replacement | TANK | DEGREASER | QUENCHING-HT. TRTING | 482 | 18 | 710 | 14 | 1
Nonresidential Equipment Replacement (NRER) | Miscellaneous Replacement | TANK | GALVANIZING | CLEANING | 483 | 18 | 700 | 14 | 1
Nonresidential Equipment Replacement (NRER) | Miscellaneous Replacement | TANK | GALVANIZING | CLEANING METAL | 483 | 18 | 701 | 14 | 1
Nonresidential Equipment Replacement (NRER) | Miscellaneous Replacement | TANK | GALVANIZING | CURING | 483 | 18 | 702 | 14 | 1
Nonresidential Equipment Replacement (NRER) | Miscellaneous Replacement | TANK | GALVANIZING | ETCHING | 483 | 18 | 711 | 14 | 1
Nonresidential Equipment Replacement (NRER) | Miscellaneous Replacement | TANK | GALVANIZING | HEATING ASPHALT | 483 | 18 | 704 | 14 | 1
Nonresidential Equipment Replacement (NRER) | Miscellaneous Replacement | TANK | GALVANIZING | HOT RINSE | 483 | 18 | 705 | 14 | 1
Nonresidential Equipment Replacement (NRER) | Miscellaneous Replacement | TANK | GALVANIZING | LAB TESTING | 483 | 18 | 501 | 14 | 1
Nonresidential Equipment Replacement (NRER) | Miscellaneous Replacement | TANK | GALVANIZING | MELTING GLASS | 483 | 18 | 706 | 14 | 1
Nonresidential Equipment Replacement (NRER) | Miscellaneous Replacement | TANK | GALVANIZING | METAL PLATE | 483 | 18 | 707 | 14 | 1
Nonresidential Equipment Replacement (NRER) | Miscellaneous Replacement | TANK | GALVANIZING | PHOSPHATIZING STEEL | 483 | 18 | 708 | 14 | 1
Nonresidential Equipment Replacement (NRER) | Miscellaneous Replacement | TANK | GALVANIZING | PICKLING STEEL | 483 | 18 | 709 | 14 | 1
Nonresidential Equipment Replacement (NRER) | Miscellaneous Replacement | TANK | GALVANIZING | PROCESS HEAT | 483 | 18 | 261 | 14 | 1
Nonresidential Equipment Replacement (NRER) | Miscellaneous Replacement | TANK | GALVANIZING | QUENCHING-HT. TRTING | 483 | 18 | 710 | 14 | 1
Nonresidential Equipment Replacement (NRER) | Miscellaneous Replacement | TANK | GLASS | CLEANING | 484 | 18 | 700 | 14 | 1
Nonresidential Equipment Replacement (NRER) | Miscellaneous Replacement | TANK | GLASS | CLEANING METAL | 484 | 18 | 701 | 14 | 1
Nonresidential Equipment Replacement (NRER) | Miscellaneous Replacement | TANK | GLASS | CURING | 484 | 18 | 702 | 14 | 1
Nonresidential Equipment Replacement (NRER) | Miscellaneous Replacement | TANK | GLASS | ETCHING | 484 | 18 | 711 | 14 | 1
Nonresidential Equipment Replacement (NRER) | Miscellaneous Replacement | TANK | GLASS | HEATING ASPHALT | 484 | 18 | 704 | 14 | 1
Nonresidential Equipment Replacement (NRER) | Miscellaneous Replacement | TANK | GLASS | HOT RINSE | 484 | 18 | 705 | 14 | 1
Nonresidential Equipment Replacement (NRER) | Miscellaneous Replacement | TANK | GLASS | LAB TESTING | 484 | 18 | 501 | 14 | 1
Nonresidential Equipment Replacement (NRER) | Miscellaneous Replacement | TANK | GLASS | MELTING GLASS | 484 | 18 | 706 | 14 | 1
Nonresidential Equipment Replacement (NRER) | Miscellaneous Replacement | TANK | GLASS | METAL PLATE | 484 | 18 | 707 | 14 | 1
Nonresidential Equipment Replacement (NRER) | Miscellaneous Replacement | TANK | GLASS | PHOSPHATIZING STEEL | 484 | 18 | 708 | 14 | 1
Nonresidential Equipment Replacement (NRER) | Miscellaneous Replacement | TANK | GLASS | PICKLING STEEL | 484 | 18 | 709 | 14 | 1
Nonresidential Equipment Replacement (NRER) | Miscellaneous Replacement | TANK | GLASS | PROCESS HEAT | 484 | 18 | 261 | 14 | 1
Nonresidential Equipment Replacement (NRER) | Miscellaneous Replacement | TANK | GLASS | QUENCHING-HT. TRTING | 484 | 18 | 710 | 14 | 1
Nonresidential Equipment Replacement (NRER) | Miscellaneous Replacement | TANK | LEAD | CLEANING | 485 | 18 | 700 | 14 | 1
Nonresidential Equipment Replacement (NRER) | Miscellaneous Replacement | TANK | LEAD | CLEANING METAL | 485 | 18 | 701 | 14 | 1
Nonresidential Equipment Replacement (NRER) | Miscellaneous Replacement | TANK | LEAD | CURING | 485 | 18 | 702 | 14 | 1
Nonresidential Equipment Replacement (NRER) | Miscellaneous Replacement | TANK | LEAD | ETCHING | 485 | 18 | 711 | 14 | 1
Nonresidential Equipment Replacement (NRER) | Miscellaneous Replacement | TANK | LEAD | HEATING ASPHALT | 485 | 18 | 704 | 14 | 1
Nonresidential Equipment Replacement (NRER) | Miscellaneous Replacement | TANK | LEAD | HOT RINSE | 485 | 18 | 705 | 14 | 1
Nonresidential Equipment Replacement (NRER) | Miscellaneous Replacement | TANK | LEAD | LAB TESTING | 485 | 18 | 501 | 14 | 1
Nonresidential Equipment Replacement (NRER) | Miscellaneous Replacement | TANK | LEAD | MELTING GLASS | 485 | 18 | 706 | 14 | 1
Nonresidential Equipment Replacement (NRER) | Miscellaneous Replacement | TANK | LEAD | METAL PLATE | 485 | 18 | 707 | 14 | 1
Nonresidential Equipment Replacement (NRER) | Miscellaneous Replacement | TANK | LEAD | PHOSPHATIZING STEEL | 485 | 18 | 708 | 14 | 1
Nonresidential Equipment Replacement (NRER) | Miscellaneous Replacement | TANK | LEAD | PICKLING STEEL | 485 | 18 | 709 | 14 | 1
Nonresidential Equipment Replacement (NRER) | Miscellaneous Replacement | TANK | LEAD | PROCESS HEAT | 485 | 18 | 261 | 14 | 1
Nonresidential Equipment Replacement (NRER) | Miscellaneous Replacement | TANK | LEAD | QUENCHING-HT. TRTING | 485 | 18 | 710 | 14 | 1
Nonresidential Equipment Replacement (NRER) | Miscellaneous Replacement | TANK | PICKLE | CLEANING | 486 | 18 | 700 | 14 | 1
Nonresidential Equipment Replacement (NRER) | Miscellaneous Replacement | TANK | PICKLE | CLEANING METAL | 486 | 18 | 701 | 14 | 1
Nonresidential Equipment Replacement (NRER) | Miscellaneous Replacement | TANK | PICKLE | CURING | 486 | 18 | 702 | 14 | 1
Nonresidential Equipment Replacement (NRER) | Miscellaneous Replacement | TANK | PICKLE | ETCHING | 486 | 18 | 711 | 14 | 1
Nonresidential Equipment Replacement (NRER) | Miscellaneous Replacement | TANK | PICKLE | HEATING ASPHALT | 486 | 18 | 704 | 14 | 1
Nonresidential Equipment Replacement (NRER) | Miscellaneous Replacement | TANK | PICKLE | HOT RINSE | 486 | 18 | 705 | 14 | 1
Nonresidential Equipment Replacement (NRER) | Miscellaneous Replacement | TANK | PICKLE | LAB TESTING | 486 | 18 | 501 | 14 | 1
Nonresidential Equipment Replacement (NRER) | Miscellaneous Replacement | TANK | PICKLE | MELTING GLASS | 486 | 18 | 706 | 14 | 1
Nonresidential Equipment Replacement (NRER) | Miscellaneous Replacement | TANK | PICKLE | METAL PLATE | 486 | 18 | 707 | 14 | 1
Nonresidential Equipment Replacement (NRER) | Miscellaneous Replacement | TANK | PICKLE | PHOSPHATIZING STEEL | 486 | 18 | 708 | 14 | 1
Nonresidential Equipment Replacement (NRER) | Miscellaneous Replacement | TANK | PICKLE | PICKLING STEEL | 486 | 18 | 709 | 14 | 1
Nonresidential Equipment Replacement (NRER) | Miscellaneous Replacement | TANK | PICKLE | PROCESS HEAT | 486 | 18 | 261 | 14 | 1
Nonresidential Equipment Replacement (NRER) | Miscellaneous Replacement | TANK | PICKLE | QUENCHING-HT. TRTING | 486 | 18 | 710 | 14 | 1
Nonresidential Equipment Replacement (NRER) | Miscellaneous Replacement | TANK | PLATING | CLEANING | 487 | 18 | 700 | 14 | 1
Nonresidential Equipment Replacement (NRER) | Miscellaneous Replacement | TANK | PLATING | CLEANING METAL | 487 | 18 | 701 | 14 | 1
Nonresidential Equipment Replacement (NRER) | Miscellaneous Replacement | TANK | PLATING | CURING | 487 | 18 | 702 | 14 | 1
Nonresidential Equipment Replacement (NRER) | Miscellaneous Replacement | TANK | PLATING | ETCHING | 487 | 18 | 711 | 14 | 1
Nonresidential Equipment Replacement (NRER) | Miscellaneous Replacement | TANK | PLATING | HEATING ASPHALT | 487 | 18 | 704 | 14 | 1
Nonresidential Equipment Replacement (NRER) | Miscellaneous Replacement | TANK | PLATING | HOT RINSE | 487 | 18 | 705 | 14 | 1
Nonresidential Equipment Replacement (NRER) | Miscellaneous Replacement | TANK | PLATING | LAB TESTING | 487 | 18 | 501 | 14 | 1
Nonresidential Equipment Replacement (NRER) | Miscellaneous Replacement | TANK | PLATING | MELTING GLASS | 487 | 18 | 706 | 14 | 1
Nonresidential Equipment Replacement (NRER) | Miscellaneous Replacement | TANK | PLATING | METAL PLATE | 487 | 18 | 707 | 14 | 1
Nonresidential Equipment Replacement (NRER) | Miscellaneous Replacement | TANK | PLATING | PHOSPHATIZING STEEL | 487 | 18 | 708 | 14 | 1
Nonresidential Equipment Replacement (NRER) | Miscellaneous Replacement | TANK | PLATING | PICKLING STEEL | 487 | 18 | 709 | 14 | 1
Nonresidential Equipment Replacement (NRER) | Miscellaneous Replacement | TANK | PLATING | PROCESS HEAT | 487 | 18 | 261 | 14 | 1
Nonresidential Equipment Replacement (NRER) | Miscellaneous Replacement | TANK | PLATING | QUENCHING-HT. TRTING | 487 | 18 | 710 | 14 | 1
Nonresidential Equipment Replacement (NRER) | Miscellaneous Replacement | TANK | SOLN.- IMMERSION TUBE | CLEANING | 488 | 18 | 700 | 14 | 1
Nonresidential Equipment Replacement (NRER) | Miscellaneous Replacement | TANK | SOLN.- IMMERSION TUBE | CLEANING METAL | 488 | 18 | 701 | 14 | 1
Nonresidential Equipment Replacement (NRER) | Miscellaneous Replacement | TANK | SOLN.- IMMERSION TUBE | CURING | 488 | 18 | 702 | 14 | 1
Nonresidential Equipment Replacement (NRER) | Miscellaneous Replacement | TANK | SOLN.- IMMERSION TUBE | ETCHING | 488 | 18 | 711 | 14 | 1
Nonresidential Equipment Replacement (NRER) | Miscellaneous Replacement | TANK | SOLN.- IMMERSION TUBE | HEATING ASPHALT | 488 | 18 | 704 | 14 | 1
Nonresidential Equipment Replacement (NRER) | Miscellaneous Replacement | TANK | SOLN.- IMMERSION TUBE | HOT RINSE | 488 | 18 | 705 | 14 | 1
Nonresidential Equipment Replacement (NRER) | Miscellaneous Replacement | TANK | SOLN.- IMMERSION TUBE | LAB TESTING | 488 | 18 | 501 | 14 | 1
Nonresidential Equipment Replacement (NRER) | Miscellaneous Replacement | TANK | SOLN.- IMMERSION TUBE | MELTING GLASS | 488 | 18 | 706 | 14 | 1
Nonresidential Equipment Replacement (NRER) | Miscellaneous Replacement | TANK | SOLN.- IMMERSION TUBE | METAL PLATE | 488 | 18 | 707 | 14 | 1
Nonresidential Equipment Replacement (NRER) | Miscellaneous Replacement | TANK | SOLN.- IMMERSION TUBE | PHOSPHATIZING STEEL | 488 | 18 | 708 | 14 | 1
Nonresidential Equipment Replacement (NRER) | Miscellaneous Replacement | TANK | SOLN.- IMMERSION TUBE | PICKLING STEEL | 488 | 18 | 709 | 14 | 1
Nonresidential Equipment Replacement (NRER) | Miscellaneous Replacement | TANK | SOLN.- IMMERSION TUBE | PROCESS HEAT | 488 | 18 | 261 | 14 | 1
Nonresidential Equipment Replacement (NRER) | Miscellaneous Replacement | TANK | SOLN.- IMMERSION TUBE | QUENCHING-HT. TRTING | 488 | 18 | 710 | 14 | 1
Nonresidential Equipment Replacement (NRER) | Miscellaneous Replacement | TANK | SOLN.- RADIANT FIRED | CLEANING | 489 | 18 | 700 | 14 | 1
Nonresidential Equipment Replacement (NRER) | Miscellaneous Replacement | TANK | SOLN.- RADIANT FIRED | CLEANING METAL | 489 | 18 | 701 | 14 | 1
Nonresidential Equipment Replacement (NRER) | Miscellaneous Replacement | TANK | SOLN.- RADIANT FIRED | CURING | 489 | 18 | 702 | 14 | 1
Nonresidential Equipment Replacement (NRER) | Miscellaneous Replacement | TANK | SOLN.- RADIANT FIRED | ETCHING | 489 | 18 | 711 | 14 | 1
Nonresidential Equipment Replacement (NRER) | Miscellaneous Replacement | TANK | SOLN.- RADIANT FIRED | HEATING ASPHALT | 489 | 18 | 704 | 14 | 1
Nonresidential Equipment Replacement (NRER) | Miscellaneous Replacement | TANK | SOLN.- RADIANT FIRED | HOT RINSE | 489 | 18 | 705 | 14 | 1
Nonresidential Equipment Replacement (NRER) | Miscellaneous Replacement | TANK | SOLN.- RADIANT FIRED | LAB TESTING | 489 | 18 | 501 | 14 | 1
Nonresidential Equipment Replacement (NRER) | Miscellaneous Replacement | TANK | SOLN.- RADIANT FIRED | MELTING GLASS | 489 | 18 | 706 | 14 | 1
Nonresidential Equipment Replacement (NRER) | Miscellaneous Replacement | TANK | SOLN.- RADIANT FIRED | METAL PLATE | 489 | 18 | 707 | 14 | 1
Nonresidential Equipment Replacement (NRER) | Miscellaneous Replacement | TANK | SOLN.- RADIANT FIRED | PHOSPHATIZING STEEL | 489 | 18 | 708 | 14 | 1
Nonresidential Equipment Replacement (NRER) | Miscellaneous Replacement | TANK | SOLN.- RADIANT FIRED | PICKLING STEEL | 489 | 18 | 709 | 14 | 1
Nonresidential Equipment Replacement (NRER) | Miscellaneous Replacement | TANK | SOLN.- RADIANT FIRED | PROCESS HEAT | 489 | 18 | 261 | 14 | 1
Nonresidential Equipment Replacement (NRER) | Miscellaneous Replacement | TANK | SOLN.- RADIANT FIRED | QUENCHING-HT. TRTING | 489 | 18 | 710 | 14 | 1
Nonresidential Equipment Replacement (NRER) | Miscellaneous Replacement | TANK | SOLN.- UNDER FIRED | CLEANING | 490 | 18 | 700 | 14 | 1
Nonresidential Equipment Replacement (NRER) | Miscellaneous Replacement | TANK | SOLN.- UNDER FIRED | CLEANING METAL | 490 | 18 | 701 | 14 | 1
Nonresidential Equipment Replacement (NRER) | Miscellaneous Replacement | TANK | SOLN.- UNDER FIRED | CURING | 490 | 18 | 702 | 14 | 1
Nonresidential Equipment Replacement (NRER) | Miscellaneous Replacement | TANK | SOLN.- UNDER FIRED | ETCHING | 490 | 18 | 711 | 14 | 1
Nonresidential Equipment Replacement (NRER) | Miscellaneous Replacement | TANK | SOLN.- UNDER FIRED | HEATING ASPHALT | 490 | 18 | 704 | 14 | 1
Nonresidential Equipment Replacement (NRER) | Miscellaneous Replacement | TANK | SOLN.- UNDER FIRED | HOT RINSE | 490 | 18 | 705 | 14 | 1
Nonresidential Equipment Replacement (NRER) | Miscellaneous Replacement | TANK | SOLN.- UNDER FIRED | LAB TESTING | 490 | 18 | 501 | 14 | 1
Nonresidential Equipment Replacement (NRER) | Miscellaneous Replacement | TANK | SOLN.- UNDER FIRED | MELTING GLASS | 490 | 18 | 706 | 14 | 1
Nonresidential Equipment Replacement (NRER) | Miscellaneous Replacement | TANK | SOLN.- UNDER FIRED | METAL PLATE | 490 | 18 | 707 | 14 | 1
Nonresidential Equipment Replacement (NRER) | Miscellaneous Replacement | TANK | SOLN.- UNDER FIRED | PHOSPHATIZING STEEL | 490 | 18 | 708 | 14 | 1
Nonresidential Equipment Replacement (NRER) | Miscellaneous Replacement | TANK | SOLN.- UNDER FIRED | PICKLING STEEL | 490 | 18 | 709 | 14 | 1
Nonresidential Equipment Replacement (NRER) | Miscellaneous Replacement | TANK | SOLN.- UNDER FIRED | PROCESS HEAT | 490 | 18 | 261 | 14 | 1
Nonresidential Equipment Replacement (NRER) | Miscellaneous Replacement | TANK | SOLN.- UNDER FIRED | QUENCHING-HT. TRTING | 490 | 18 | 710 | 14 | 1
Nonresidential Equipment Replacement (NRER) | Miscellaneous Replacement | TANK | WASH | CLEANING | 493 | 18 | 700 | 14 | 1
Nonresidential Equipment Replacement (NRER) | Miscellaneous Replacement | TANK | WASH | CLEANING METAL | 493 | 18 | 701 | 14 | 1
Nonresidential Equipment Replacement (NRER) | Miscellaneous Replacement | TANK | WASH | CURING | 493 | 18 | 702 | 14 | 1
Nonresidential Equipment Replacement (NRER) | Miscellaneous Replacement | TANK | WASH | ETCHING | 493 | 18 | 711 | 14 | 1
Nonresidential Equipment Replacement (NRER) | Miscellaneous Replacement | TANK | WASH | HEATING ASPHALT | 493 | 18 | 704 | 14 | 1
Nonresidential Equipment Replacement (NRER) | Miscellaneous Replacement | TANK | WASH | HOT RINSE | 493 | 18 | 705 | 14 | 1
Nonresidential Equipment Replacement (NRER) | Miscellaneous Replacement | TANK | WASH | LAB TESTING | 493 | 18 | 501 | 14 | 1
Nonresidential Equipment Replacement (NRER) | Miscellaneous Replacement | TANK | WASH | MELTING GLASS | 493 | 18 | 706 | 14 | 1
Nonresidential Equipment Replacement (NRER) | Miscellaneous Replacement | TANK | WASH | METAL PLATE | 493 | 18 | 707 | 14 | 1
Nonresidential Equipment Replacement (NRER) | Miscellaneous Replacement | TANK | WASH | PHOSPHATIZING STEEL | 493 | 18 | 708 | 14 | 1
Nonresidential Equipment Replacement (NRER) | Miscellaneous Replacement | TANK | WASH | PICKLING STEEL | 493 | 18 | 709 | 14 | 1
Nonresidential Equipment Replacement (NRER) | Miscellaneous Replacement | TANK | WASH | PROCESS HEAT | 493 | 18 | 261 | 14 | 1
Nonresidential Equipment Replacement (NRER) | Miscellaneous Replacement | TANK | WASH | QUENCHING-HT. TRTING | 493 | 18 | 710 | 14 | 1
Nonresidential Equipment Replacement (NRER) | Miscellaneous Replacement | TANK | ZINC | CLEANING | 491 | 18 | 700 | 14 | 1
Nonresidential Equipment Replacement (NRER) | Miscellaneous Replacement | TANK | ZINC | CLEANING METAL | 491 | 18 | 701 | 14 | 1
Nonresidential Equipment Replacement (NRER) | Miscellaneous Replacement | TANK | ZINC | CURING | 491 | 18 | 702 | 14 | 1
Nonresidential Equipment Replacement (NRER) | Miscellaneous Replacement | TANK | ZINC | ETCHING | 491 | 18 | 711 | 14 | 1
Nonresidential Equipment Replacement (NRER) | Miscellaneous Replacement | TANK | ZINC | HEATING ASPHALT | 491 | 18 | 704 | 14 | 1
Nonresidential Equipment Replacement (NRER) | Miscellaneous Replacement | TANK | ZINC | HOT RINSE | 491 | 18 | 705 | 14 | 1
Nonresidential Equipment Replacement (NRER) | Miscellaneous Replacement | TANK | ZINC | LAB TESTING | 491 | 18 | 501 | 14 | 1
Nonresidential Equipment Replacement (NRER) | Miscellaneous Replacement | TANK | ZINC | MELTING GLASS | 491 | 18 | 706 | 14 | 1
Nonresidential Equipment Replacement (NRER) | Miscellaneous Replacement | TANK | ZINC | METAL PLATE | 491 | 18 | 707 | 14 | 1
Nonresidential Equipment Replacement (NRER) | Miscellaneous Replacement | TANK | ZINC | PHOSPHATIZING STEEL | 491 | 18 | 708 | 14 | 1
Nonresidential Equipment Replacement (NRER) | Miscellaneous Replacement | TANK | ZINC | PICKLING STEEL | 491 | 18 | 709 | 14 | 1
Nonresidential Equipment Replacement (NRER) | Miscellaneous Replacement | TANK | ZINC | PROCESS HEAT | 491 | 18 | 261 | 14 | 1
Nonresidential Equipment Replacement (NRER) | Miscellaneous Replacement | TANK | ZINC | QUENCHING-HT. TRTING | 491 | 18 | 710 | 14 | 1
Nonresidential Equipment Replacement (NRER) | Miscellaneous Replacement | TORCH | CUTTING | BRAZING | 520 | 19 | 750 | 14 | 1
Nonresidential Equipment Replacement (NRER) | Miscellaneous Replacement | TORCH | CUTTING | BURNING | 520 | 19 | 751 | 14 | 1
Nonresidential Equipment Replacement (NRER) | Miscellaneous Replacement | TORCH | CUTTING | CUTTING METAL | 520 | 19 | 752 | 14 | 1
Nonresidential Equipment Replacement (NRER) | Miscellaneous Replacement | TORCH | CUTTING | FIRE POLIHING GLASS | 520 | 19 | 753 | 14 | 1
Nonresidential Equipment Replacement (NRER) | Miscellaneous Replacement | TORCH | CUTTING | FLAME HARDENING | 520 | 19 | 754 | 14 | 1
Nonresidential Equipment Replacement (NRER) | Miscellaneous Replacement | TORCH | CUTTING | GLSS. BEND. & FORM. | 520 | 19 | 755 | 14 | 1
Nonresidential Equipment Replacement (NRER) | Miscellaneous Replacement | TORCH | CUTTING | HEATING JEWELRY | 520 | 19 | 759 | 14 | 1
Nonresidential Equipment Replacement (NRER) | Miscellaneous Replacement | TORCH | CUTTING | HEATING LADLES | 520 | 19 | 260 | 14 | 1
Nonresidential Equipment Replacement (NRER) | Miscellaneous Replacement | TORCH | CUTTING | PRE-HEATING METAL | 520 | 19 | 756 | 14 | 1
Nonresidential Equipment Replacement (NRER) | Miscellaneous Replacement | TORCH | CUTTING | REFINERY FLARE | 520 | 19 | 757 | 14 | 1
Nonresidential Equipment Replacement (NRER) | Miscellaneous Replacement | TORCH | CUTTING | RESEARCH OR TESTING | 520 | 19 | 431 | 14 | 1
Nonresidential Equipment Replacement (NRER) | Miscellaneous Replacement | TORCH | CUTTING | SEALING | 520 | 19 | 758 | 14 | 1
Nonresidential Equipment Replacement (NRER) | Miscellaneous Replacement | TORCH | CUTTING | SOLDERING | 520 | 19 | 503 | 14 | 1
Nonresidential Equipment Replacement (NRER) | Miscellaneous Replacement | TORCH | FLARE | BRAZING | 521 | 19 | 750 | 14 | 1
Nonresidential Equipment Replacement (NRER) | Miscellaneous Replacement | TORCH | FLARE | BURNING | 521 | 19 | 751 | 14 | 1
Nonresidential Equipment Replacement (NRER) | Miscellaneous Replacement | TORCH | FLARE | CUTTING METAL | 521 | 19 | 752 | 14 | 1
Nonresidential Equipment Replacement (NRER) | Miscellaneous Replacement | TORCH | FLARE | FIRE POLIHING GLASS | 521 | 19 | 753 | 14 | 1
Nonresidential Equipment Replacement (NRER) | Miscellaneous Replacement | TORCH | FLARE | FLAME HARDENING | 521 | 19 | 754 | 14 | 1
Nonresidential Equipment Replacement (NRER) | Miscellaneous Replacement | TORCH | FLARE | GLSS. BEND. & FORM. | 521 | 19 | 755 | 14 | 1
Nonresidential Equipment Replacement (NRER) | Miscellaneous Replacement | TORCH | FLARE | HEATING JEWELRY | 521 | 19 | 759 | 14 | 1
Nonresidential Equipment Replacement (NRER) | Miscellaneous Replacement | TORCH | FLARE | HEATING LADLES | 521 | 19 | 260 | 14 | 1
Nonresidential Equipment Replacement (NRER) | Miscellaneous Replacement | TORCH | FLARE | PRE-HEATING METAL | 521 | 19 | 756 | 14 | 1
Nonresidential Equipment Replacement (NRER) | Miscellaneous Replacement | TORCH | FLARE | REFINERY FLARE | 521 | 19 | 757 | 14 | 1
Nonresidential Equipment Replacement (NRER) | Miscellaneous Replacement | TORCH | FLARE | RESEARCH OR TESTING | 521 | 19 | 431 | 14 | 1
Nonresidential Equipment Replacement (NRER) | Miscellaneous Replacement | TORCH | FLARE | SEALING | 521 | 19 | 758 | 14 | 1
Nonresidential Equipment Replacement (NRER) | Miscellaneous Replacement | TORCH | FLARE | SOLDERING | 521 | 19 | 503 | 14 | 1
Nonresidential Equipment Replacement (NRER) | Miscellaneous Replacement | TORCH | HAND | BRAZING | 522 | 19 | 750 | 14 | 1
Nonresidential Equipment Replacement (NRER) | Miscellaneous Replacement | TORCH | HAND | BURNING | 522 | 19 | 751 | 14 | 1
Nonresidential Equipment Replacement (NRER) | Miscellaneous Replacement | TORCH | HAND | CUTTING METAL | 522 | 19 | 752 | 14 | 1
Nonresidential Equipment Replacement (NRER) | Miscellaneous Replacement | TORCH | HAND | FIRE POLIHING GLASS | 522 | 19 | 753 | 14 | 1
Nonresidential Equipment Replacement (NRER) | Miscellaneous Replacement | TORCH | HAND | FLAME HARDENING | 522 | 19 | 754 | 14 | 1
Nonresidential Equipment Replacement (NRER) | Miscellaneous Replacement | TORCH | HAND | GLSS. BEND. & FORM. | 522 | 19 | 755 | 14 | 1
Nonresidential Equipment Replacement (NRER) | Miscellaneous Replacement | TORCH | HAND | HEATING JEWELRY | 522 | 19 | 759 | 14 | 1
Nonresidential Equipment Replacement (NRER) | Miscellaneous Replacement | TORCH | HAND | HEATING LADLES | 522 | 19 | 260 | 14 | 1
Nonresidential Equipment Replacement (NRER) | Miscellaneous Replacement | TORCH | HAND | PRE-HEATING METAL | 522 | 19 | 756 | 14 | 1
Nonresidential Equipment Replacement (NRER) | Miscellaneous Replacement | TORCH | HAND | REFINERY FLARE | 522 | 19 | 757 | 14 | 1
Nonresidential Equipment Replacement (NRER) | Miscellaneous Replacement | TORCH | HAND | RESEARCH OR TESTING | 522 | 19 | 431 | 14 | 1
Nonresidential Equipment Replacement (NRER) | Miscellaneous Replacement | TORCH | HAND | SEALING | 522 | 19 | 758 | 14 | 1
Nonresidential Equipment Replacement (NRER) | Miscellaneous Replacement | TORCH | HAND | SOLDERING | 522 | 19 | 503 | 14 | 1
Nonresidential Equipment Replacement (NRER) | Miscellaneous Replacement | WASHER | BOTTLE WASHER | CLEANING PARTS | 627 | 22 | 820 | 14 | 1
Nonresidential Equipment Replacement (NRER) | Miscellaneous Replacement | WASHER | BOTTLE WASHER | CLN, RNS, PHOS. | 627 | 22 | 821 | 14 | 1
Nonresidential Equipment Replacement (NRER) | Miscellaneous Replacement | WASHER | BOTTLE WASHER | CLN,RNS,PHOS,DRY,PNT | 627 | 22 | 822 | 14 | 1
Nonresidential Equipment Replacement (NRER) | Miscellaneous Replacement | WASHER | BOTTLE WASHER | CORR.RESIST.COATING | 627 | 22 | 823 | 14 | 1
Nonresidential Equipment Replacement (NRER) | Miscellaneous Replacement | WASHER | DEGREASER | CLEANING PARTS | 482 | 22 | 820 | 14 | 1
Nonresidential Equipment Replacement (NRER) | Miscellaneous Replacement | WASHER | DEGREASER | CLN, RNS, PHOS. | 482 | 22 | 821 | 14 | 1
Nonresidential Equipment Replacement (NRER) | Miscellaneous Replacement | WASHER | DEGREASER | CLN,RNS,PHOS,DRY,PNT | 482 | 22 | 822 | 14 | 1
Nonresidential Equipment Replacement (NRER) | Miscellaneous Replacement | WASHER | DEGREASER | CORR.RESIST.COATING | 482 | 22 | 823 | 14 | 1
Nonresidential Equipment Replacement (NRER) | Miscellaneous Replacement | WASHER | MULTI-STAGE | CLEANING PARTS | 620 | 22 | 820 | 14 | 1
Nonresidential Equipment Replacement (NRER) | Miscellaneous Replacement | WASHER | MULTI-STAGE | CLN, RNS, PHOS. | 620 | 22 | 821 | 14 | 1
Nonresidential Equipment Replacement (NRER) | Miscellaneous Replacement | WASHER | MULTI-STAGE | CLN,RNS,PHOS,DRY,PNT | 620 | 22 | 822 | 14 | 1
Nonresidential Equipment Replacement (NRER) | Miscellaneous Replacement | WASHER | MULTI-STAGE | CORR.RESIST.COATING | 620 | 22 | 823 | 14 | 1
Nonresidential Equipment Replacement (NRER) | Miscellaneous Replacement | WASHER | SOAK TANK | CLEANING PARTS | 621 | 22 | 820 | 14 | 1
Nonresidential Equipment Replacement (NRER) | Miscellaneous Replacement | WASHER | SOAK TANK | CLN, RNS, PHOS. | 621 | 22 | 821 | 14 | 1
Nonresidential Equipment Replacement (NRER) | Miscellaneous Replacement | WASHER | SOAK TANK | CLN,RNS,PHOS,DRY,PNT | 621 | 22 | 822 | 14 | 1
Nonresidential Equipment Replacement (NRER) | Miscellaneous Replacement | WASHER | SOAK TANK | CORR.RESIST.COATING | 621 | 22 | 823 | 14 | 1
Nonresidential Equipment Replacement (NRER) | Miscellaneous Replacement | WASHER | SOAK TANK AIR AGGIT. | CLEANING PARTS | 622 | 22 | 820 | 14 | 1
Nonresidential Equipment Replacement (NRER) | Miscellaneous Replacement | WASHER | SOAK TANK AIR AGGIT. | CLN, RNS, PHOS. | 622 | 22 | 821 | 14 | 1
Nonresidential Equipment Replacement (NRER) | Miscellaneous Replacement | WASHER | SOAK TANK AIR AGGIT. | CLN,RNS,PHOS,DRY,PNT | 622 | 22 | 822 | 14 | 1
Nonresidential Equipment Replacement (NRER) | Miscellaneous Replacement | WASHER | SOAK TANK AIR AGGIT. | CORR.RESIST.COATING | 622 | 22 | 823 | 14 | 1
Nonresidential Equipment Replacement (NRER) | Miscellaneous Replacement | WASHER | SPRAY | CLEANING PARTS | 75 | 22 | 820 | 14 | 1
Nonresidential Equipment Replacement (NRER) | Miscellaneous Replacement | WASHER | SPRAY | CLN, RNS, PHOS. | 75 | 22 | 821 | 14 | 1
Nonresidential Equipment Replacement (NRER) | Miscellaneous Replacement | WASHER | SPRAY | CLN,RNS,PHOS,DRY,PNT | 75 | 22 | 822 | 14 | 1
Nonresidential Equipment Replacement (NRER) | Miscellaneous Replacement | WASHER | SPRAY | CORR.RESIST.COATING | 75 | 22 | 823 | 14 | 1
Nonresidential Equipment Replacement (NRER) | Miscellaneous Replacement | WASHER | T12 elec-mag bal | CLEANING PARTS | 1009 | 22 | 820 | 14 | 1
Nonresidential Equipment Replacement (NRER) | Miscellaneous Replacement | WASHER | T12 elec-mag bal | CLN, RNS, PHOS. | 1009 | 22 | 821 | 14 | 1
Nonresidential Equipment Replacement (NRER) | Miscellaneous Replacement | WASHER | T12 elec-mag bal | CLN,RNS,PHOS,DRY,PNT | 1009 | 22 | 822 | 14 | 1
Nonresidential Equipment Replacement (NRER) | Miscellaneous Replacement | WASHER | T12 elec-mag bal | CORR.RESIST.COATING | 1009 | 22 | 823 | 14 | 1
Nonresidential Equipment Replacement (NRER) | Miscellaneous Replacement | WASHER | VAPOR DEGREASER | CLEANING PARTS | 626 | 22 | 820 | 14 | 1
Nonresidential Equipment Replacement (NRER) | Miscellaneous Replacement | WASHER | VAPOR DEGREASER | CLN, RNS, PHOS. | 626 | 22 | 821 | 14 | 1
Nonresidential Equipment Replacement (NRER) | Miscellaneous Replacement | WASHER | VAPOR DEGREASER | CLN,RNS,PHOS,DRY,PNT | 626 | 22 | 822 | 14 | 1
Nonresidential Equipment Replacement (NRER) | Miscellaneous Replacement | WASHER | VAPOR DEGREASER | CORR.RESIST.COATING | 626 | 22 | 823 | 14 | 1
Statewide Consistency Program | Commercial Boiler | BOILER | Water Boiler | HOT WTR.-COMF. & CLN | 1028 | 4 | 55 | 7 | 1
Statewide Consistency Program | Commercial Horizontal Axis Washer | WASHER | Horizontal Axis | WASHING CLOTHES | 1050 | 22 | 1009 | 12 | 1
Statewide Consistency Program | Food Service | KITCHEN | Fryer - Infrared | COOKING-GAS | 1032 | 12 | 430 | 16 | 1
Statewide Consistency Program | Food Service | KITCHEN | Fryer - Power Burner | COOKING-GAS | 1036 | 12 | 430 | 16 | 1
Statewide Consistency Program | Food Service | KITCHEN | Oven - Conveyor/Infrared | COOKING-GAS | 1034 | 12 | 430 | 16 | 1
Statewide Consistency Program | Food Service | KITCHEN | Oven -Conveyor/Pwr Burner | COOKING-GAS | 1035 | 12 | 430 | 16 | 1
Statewide Consistency Program | Food Service | KITCHEN | Rotisserie - Infrared | COOKING-GAS | 1038 | 12 | 430 | 16 | 1
Statewide Consistency Program | Greenhouse Heat Curtain | GREENHOUSE HEAT CURTAIN | Greenhouse | A/C HUMAN COMFORT | 24 | 32 | 50 | 13 | 1
Statewide Consistency Program | Greenhouse Heat Curtain | GREENHOUSE HEAT CURTAIN | GREENHOUSE HEAT CURTAIN |  | 1037 | 32 | 0 | 13 | 1
Statewide Consistency Program | Greenhouse Heat Curtain | GREENHOUSE HEAT CURTAIN | GREENHOUSE HEAT CURTAIN | REDUCE HEAT LOSS | 1037 | 32 | 1013 | 13 | 1
Statewide Consistency Program | Infrared Film For Greenhouses | GREENHOUSE HEAT CURTAIN | INFRARED FILM | PROCESS HEAT RETENTN | 1074 | 32 | 1012 | 13 | 1
Statewide Consistency Program | Pipe Insulation | CONSERVATION MEASURE | Pipe Insulation |  | 1060 | 33 | 0 | 15 | 1
Statewide Consistency Program | Pipe Insulation | CONSERVATION MEASURE | Pipe Insulation | OIL | 1060 | 33 | 1011 | 15 | 1
Statewide Consistency Program | Pipe Insulation | CONSERVATION MEASURE | Pipe Insulation | STEAM | 1060 | 33 | 655 | 15 | 1
Statewide Consistency Program | Pipe Insulation | GREENHOUSE HEATER |  |  | 1057 | 34 | 0 | 15 | 1
Statewide Consistency Program | Pipe Insulation | GREENHOUSE HEATER |  |  | 1058 | 34 | 0 | 15 | 1
Statewide Consistency Program | Pipe Insulation | GREENHOUSE HEATER |  |  | 1059 | 34 | 0 | 15 | 1
Statewide Consistency Program | Pool Heater | Pool Heater | POOL | Pool/Spa Heating | 208 | 36 | 1022 | 7 | 1
Statewide Consistency Program | Power Burner Foodservice | KITCHEN | Fryer - Power Burner | COOKING-GAS | 1036 | 12 | 430 | 7 | 1
Statewide Consistency Program | Power Burner Foodservice | KITCHEN | Oven -Conveyor/Pwr Burner | COOKING-GAS | 1035 | 12 | 430 | 7 | 1
Statewide Consistency Program | Process Boilers | BOILER | Steam Boiler | PROCESS STEAM | 1029 | 4 | 56 | 7 | 1
Statewide Consistency Program | Process Boilers | BOILER | Steam Boiler | STEAM FLOODING | 1029 | 4 | 59 | 7 | 1
Statewide Consistency Program | Process Boilers | BOILER | Steam Boiler | STEAM-CLEANING | 1029 | 4 | 57 | 7 | 1
Statewide Consistency Program | Process Boilers | BOILER | Water Boiler | HOT WATER-CLEANING | 1028 | 4 | 52 | 7 | 1
Statewide Consistency Program | Process Boilers | BOILER | Water Boiler | HOT WATER-PROCESS | 1028 | 4 | 54 | 7 | 1
Statewide Consistency Program | Setback Programmable Thermostats | Thermostat | Programmable setback | Temperature control | 1072 | 35 | 1018 | 12 | 1
Statewide Consistency Program | Space Heating Boilers | BOILER | Steam Boiler | HOT WTR.-COMF. & CLN | 1029 | 4 | 55 | 7 | 1
Statewide Consistency Program | Space Heating Boilers | BOILER | Water Boiler | HOT WTR.-COMF. & CLN | 1028 | 4 | 55 | 7 | 1
Statewide Consistency Program | Spray Valves | KITCHEN | SPRAY VALVES | PRE-RINSE | 1075 | 12 | 1020 | 12 | 1
Statewide Consistency Program | Tank Insulation | CONSERVATION MEASURE | Tank Insulation |  | 1061 | 33 | 0 | 13 | 1
Statewide Consistency Program | Tank Insulation | Thermostat |  |  | 1057 | 35 | 0 | 13 | 1